## NEISO generators (dispatch)
name | typ | zone | netcap | heatrate | seg1 | seg2 | seg3 | mincap | ramp | minu | mind | var_om | no_load | st_cost
Bridgeport Station_3 | coal | CT | 400 | 12.7239 | 13.6239 | 14.0239 | 14.4239 | 140 | 300 | 10 | 10 | 4.6 | -1.6046e-12 | 28000
Algonquin Windsor Locks_GTG | ngcc | CT | 40 | 0.79858 | 7.5898 | 7.8507 | 8.1117 | 16 | 40 | 6 | 6 | 2 | 49.8134 | 2800
Algonquin Windsor Locks_GTG2 | ngcc | CT | 15 | 0.79858 | 3.919 | 4.18 | 4.4409 | 6 | 15 | 1 | 1 | 2 | 18.68 | 1050
Bridgeport Energy Project_GEN1 | ngcc | CT | 170 | 7.0715 | 5.6832 | 5.9441 | 6.2051 | 68 | 170 | 4 | 4 | 2 | 211.707 | 11900
Bridgeport Energy Project_GEN2 | ngcc | CT | 170 | 7.0715 | 5.6832 | 5.9441 | 6.2051 | 68 | 170 | 4 | 4 | 2 | 211.707 | 11900
Capital District Energy Center_GTG | ngcc | CT | 44.1 | 8.9781 | 7.5898 | 7.8507 | 8.1117 | 17.64 | 44.1 | 6 | 6 | 2 | 54.9193 | 3087
CPV Towantic Energy Center_CTG1 | ngcc | CT | 280.5 | 7.5474 | 6.1591 | 6.42 | 6.681 | 112.2 | 280.5 | 1 | 1 | 2 | 349.3165 | 19635
CPV Towantic Energy Center_CTG2 | ngcc | CT | 280.5 | 7.5474 | 6.1591 | 6.42 | 6.681 | 112.2 | 280.5 | 1 | 1 | 2 | 349.3165 | 19635
Foxwoods CoGen_CT1 | ngcc | CT | 6.6 | 5.534 | 4.1457 | 4.4067 | 4.6676 | 2.64 | 6.6 | 1 | 1 | 2 | 8.2192 | 462
Foxwoods CoGen_CT2 | ngcc | CT | 6.6 | 5.534 | 4.1457 | 4.4067 | 4.6676 | 2.64 | 6.6 | 1 | 1 | 2 | 8.2192 | 462
Hartford Hospital Cogeneration_GEN3 | ngcc | CT | 6.2 | 5.6927 | 4.3043 | 4.5653 | 4.8262 | 2.48 | 6.2 | 6 | 6 | 2 | 7.7211 | 434
Killingly Energy Center_KEC | ngcc | CT | 552 | 9.5086 | 8.1203 | 8.3813 | 8.6422 | 220.8 | 552 | 1 | 1 | 2 | 687.4251 | 38640
Kimberly Clark_Unit123_GT100 | ngcc | CT | 16.1 | 5.3074 | 3.919 | 4.18 | 4.4409 | 6.44 | 16.1 | 1 | 1 | 2 | 20.0499 | 1127
Kleen Energy Systems Project_U1 | ngcc | CT | 199 | 7.1284 | 5.74 | 6.001 | 6.2619 | 79.6 | 199 | 1 | 1 | 2 | 247.8217 | 13930
Kleen Energy Systems Project_U2 | ngcc | CT | 199 | 7.1284 | 5.74 | 6.001 | 6.2619 | 79.6 | 199 | 1 | 1 | 2 | 247.8217 | 13930
Lake Road Generating Plant_U1 | ngcc | CT | 280 | 7.5474 | 6.1591 | 6.42 | 6.681 | 112 | 280 | 3 | 3 | 2 | 348.6939 | 19600
Lake Road Generating Plant_U2 | ngcc | CT | 280 | 7.5474 | 6.1591 | 6.42 | 6.681 | 112 | 280 | 3 | 3 | 2 | 348.6939 | 19600
Lake Road Generating Plant_U3 | ngcc | CT | 280 | 7.5474 | 6.1591 | 6.42 | 6.681 | 112 | 280 | 3 | 3 | 2 | 348.6939 | 19600
Milford Power Project_CA01 | ngcc | CT | 289 | 7.2232 | 5.8349 | 6.0958 | 6.3568 | 115.6 | 289 | 2 | 2 | 2 | 359.9019 | 20230
Milford Power Project_CA02 | ngcc | CT | 289 | 7.2232 | 5.8349 | 6.0958 | 6.3568 | 115.6 | 289 | 2 | 2 | 2 | 359.9019 | 20230
UCONN Cogen Facility_CGT1 | ngcc | CT | 6.9 | 5.8436 | 4.4552 | 4.7162 | 4.9771 | 2.76 | 6.9 | 2 | 2 | 2 | 8.5928 | 483
UCONN Cogen Facility_CGT2 | ngcc | CT | 6.9 | 5.8436 | 4.4552 | 4.7162 | 4.9771 | 2.76 | 6.9 | 2 | 2 | 2 | 8.5928 | 483
UCONN Cogen Facility_CGT3 | ngcc | CT | 6.9 | 5.8436 | 4.4552 | 4.7162 | 4.9771 | 2.76 | 6.9 | 2 | 2 | 2 | 8.5928 | 483
A L Pierce_4 | ngct | CT | 84 | 9.9705 | 8.0596 | 8.1247 | 8.1897 | 29.4 | 84 | 1 | 1 | 3.17 | 129.2674 | 5880
Bridgeport Fuel Cell Park_1 | ngct | CT | 16.6 | 8.8583 | 6.9474 | 7.0124 | 7.0774 | 5.81 | 16.6 | 1 | 1 | 3.17 | 25.5457 | 1162
Bristol Myers Squibb Wallingford_SOL | ngct | CT | 4.8 | 15.4806 | 13.5697 | 13.6347 | 13.6998 | 1.68 | 4.8 | 1 | 1 | 3.17 | 7.3867 | 336
CCSU Co-Gen-STBY Gen_EC#1 | ngct | CT | 1.3 | 4.9255 | 3.0147 | 3.0797 | 3.1447 | 0.455 | 1.3 | 1 | 1 | 3.17 | 2.0006 | 91
CCSU Co-Gen-STBY Gen_EC#2 | ngct | CT | 1.3 | 4.9255 | 3.0147 | 3.0797 | 3.1447 | 0.455 | 1.3 | 1 | 1 | 3.17 | 2.0006 | 91
Danbury Hospital Cogen Plant_GEN1 | ngct | CT | 4.3 | 5.2089 | 3.298 | 3.363 | 3.428 | 1.505 | 4.3 | 1 | 1 | 3.17 | 6.6173 | 301
Fairfield University CHP Plant_CHP1 | ngct | CT | 4.5 | 6.3988 | 4.4879 | 4.5529 | 4.6179 | 1.575 | 4.5 | 1 | 1 | 3.17 | 6.925 | 315
Frito Lay Incorporated_COGEN | ngct | CT | 4.6 | 15.3307 | 13.4199 | 13.4849 | 13.5499 | 1.61 | 4.6 | 1 | 1 | 3.17 | 7.0789 | 322
Hartford Hospital Cogeneration_GEN4 | ngct | CT | 1.4 | 5.6927 | 3.7818 | 3.8468 | 3.9118 | 0.49 | 1.4 | 1 | 1 | 3.17 | 2.1545 | 98
HSCo CHP_1 | ngct | CT | 4 | 5.4753 | 3.5644 | 3.6294 | 3.6944 | 1.4 | 4 | 1 | 1 | 3.17 | 6.1556 | 280
Kimberly Clark-Unit 1,2,3_GT200 | ngct | CT | 16.1 | 5.3074 | 3.3965 | 3.4615 | 3.5265 | 5.635 | 16.1 | 1 | 1 | 3.17 | 24.7763 | 1127
Pepperidge Farm Bloomfield_FCB | ngct | CT | 1.2 | 5.4398 | 3.5289 | 3.5939 | 3.6589 | 0.42 | 1.2 | 1 | 1 | 3.17 | 1.8467 | 84
Pepperidge Farm Bloomfield_FCC | ngct | CT | 1.4 | 5.4398 | 3.5289 | 3.5939 | 3.6589 | 0.49 | 1.4 | 1 | 1 | 3.17 | 2.1545 | 98
Pfizer Groton Fuel Cell_MM-24 | ngct | CT | 2.8 | 10.32 | 8.4091 | 8.4742 | 8.5392 | 0.98 | 2.8 | 1 | 1 | 3.17 | 4.3089 | 196
Pfizer Groton Fuel Cell_MM-25 | ngct | CT | 2.8 | 10.32 | 8.4091 | 8.4742 | 8.5392 | 0.98 | 2.8 | 1 | 1 | 3.17 | 4.3089 | 196
Pfizer Groton Plant_GT-1 | ngct | CT | 10 | 5.3882 | 3.4773 | 3.5424 | 3.6074 | 3.5 | 10 | 1 | 1 | 3.17 | 15.389 | 700
Pratt & Whitney_FT-8 | ngct | CT | 25.8 | 5.0352 | 3.1243 | 3.1893 | 3.2544 | 9.03 | 25.8 | 1 | 1 | 3.17 | 39.7036 | 1806
Rand Whitney CHP Plant_TG-1 | ngct | CT | 14.6 | 5.1479 | 3.237 | 3.302 | 3.3671 | 5.11 | 14.6 | 1 | 1 | 3.17 | 22.4679 | 1022
TRS Fuel Cell_MMH1 | ngct | CT | 3.7 | 8.0923 | 6.1814 | 6.2464 | 6.3115 | 1.295 | 3.7 | 1 | 1 | 3.17 | 5.6939 | 259
UDR Glastonbury Fuel Cell_UDRFC | ngct | CT | 3.4 | 8.0923 | 6.1814 | 6.2464 | 6.3115 | 1.19 | 3.4 | 1 | 1 | 3.17 | 5.2323 | 238
UI RCP Bridgeport Seaside_BPFC | ngct | CT | 2.8 | 8.8003 | 6.8894 | 6.9545 | 7.0195 | 0.98 | 2.8 | 1 | 1 | 3.17 | 4.3089 | 196
UI RCP New Haven Fuel Cell_NHFC | ngct | CT | 2.8 | 8.8924 | 6.9815 | 7.0466 | 7.1116 | 0.98 | 2.8 | 1 | 1 | 3.17 | 4.3089 | 196
UI RCP Woodbridge FC_WBFC | ngct | CT | 2.8 | 3.7486 | 1.8377 | 1.9027 | 1.9678 | 0.98 | 2.8 | 1 | 1 | 3.17 | 4.3089 | 196
Wallingford Energy_CTG1 | ngct | CT | 50 | 9.3204 | 7.4095 | 7.4745 | 7.5395 | 17.5 | 50 | 1 | 1 | 3.17 | 76.9449 | 3500
Wallingford Energy_CTG2 | ngct | CT | 50 | 9.3204 | 7.4095 | 7.4745 | 7.5395 | 17.5 | 50 | 1 | 1 | 3.17 | 76.9449 | 3500
Wallingford Energy_CTG3 | ngct | CT | 50 | 9.3204 | 7.4095 | 7.4745 | 7.5395 | 17.5 | 50 | 1 | 1 | 3.17 | 76.9449 | 3500
Wallingford Energy_CTG4 | ngct | CT | 50 | 9.3204 | 7.4095 | 7.4745 | 7.5395 | 17.5 | 50 | 1 | 1 | 3.17 | 76.9449 | 3500
Wallingford Energy_CTG5 | ngct | CT | 50 | 9.3204 | 7.4095 | 7.4745 | 7.5395 | 17.5 | 50 | 1 | 1 | 3.17 | 76.9449 | 3500
Wallingford Energy_CTG6 | ngct | CT | 50 | 9.3204 | 7.4095 | 7.4745 | 7.5395 | 17.5 | 50 | 1 | 1 | 3.17 | 76.9449 | 3500
Wallingford Energy_CTG7 | ngct | CT | 50 | 9.3204 | 7.4095 | 7.4745 | 7.5395 | 17.5 | 50 | 1 | 1 | 3.17 | 76.9449 | 3500
Waterbury Generation_10 | ngct | CT | 96 | 8.1648 | 6.2539 | 6.3189 | 6.384 | 33.6 | 96 | 1 | 1 | 3.17 | 147.7342 | 6720
Wesleyan University Cogen 1_1 | ngct | CT | 2.4 | 7.0869 | 5.176 | 5.2411 | 5.3061 | 0.84 | 2.4 | 1 | 1 | 3.17 | 3.6934 | 168
A L Pierce_1 | ngst | CT | 7.5 | 9.9705 | 8.1584 | 8.8634 | 9.5683 | 3 | 7.5 | 6 | 6 | 2 | 12.6885 | 525
A L Pierce_2 | ngst | CT | 7.5 | 9.9705 | 8.1584 | 8.8634 | 9.5683 | 3 | 7.5 | 6 | 6 | 2 | 12.6885 | 525
A L Pierce_3 | ngst | CT | 7.5 | 9.9705 | 8.1584 | 8.8634 | 9.5683 | 3 | 7.5 | 6 | 6 | 2 | 12.6885 | 525
Algonquin Windsor Locks_STG | ngst | CT | 16 | 0.79858 | 3.919 | 4.18 | 4.4409 | 6.4 | 16 | 6 | 6 | 2 | 27.0688 | 1120
Bradley Energy Center_UNIT1 | ngst | CT | 1.5 | 6.3556 | 4.5435 | 5.2485 | 5.9534 | 0.6 | 1.5 | 6 | 6 | 2 | 2.5377 | 105
Bradley Energy Center_UNIT2 | ngst | CT | 1.2 | 6.3556 | 4.5435 | 5.2485 | 5.9534 | 0.48 | 1.2 | 6 | 6 | 2 | 2.0302 | 84
Bradley Energy Center_UNIT3 | ngst | CT | 1.2 | 6.3556 | 4.5435 | 5.2485 | 5.9534 | 0.48 | 1.2 | 6 | 6 | 2 | 2.0302 | 84
Bradley Energy Center_UNIT4 | ngst | CT | 1.9 | 6.3556 | 4.5435 | 5.2485 | 5.9534 | 0.76 | 1.9 | 6 | 6 | 2 | 3.2144 | 133
Bridgeport Energy Project_GEN3 | ngst | CT | 180 | 7.0715 | 5.2594 | 5.9643 | 6.6693 | 72 | 180 | 6 | 6 | 2 | 304.524 | 12600
Capital District Energy Center_STG | ngst | CT | 34.1 | 8.9781 | 7.166 | 7.8709 | 8.5759 | 13.64 | 34.1 | 6 | 6 | 2 | 57.6904 | 2387
CCSU Fuel Cell Project_CCSU | ngst | CT | 1.4 | 6.6295 | 4.8174 | 5.5224 | 6.2273 | 0.56 | 1.4 | 6 | 6 | 2 | 2.3685 | 98
Cellu Tissue_GEN1 | ngst | CT | 3 | 10.2968 | 8.4847 | 9.1897 | 9.8946 | 1.2 | 3 | 6 | 6 | 2 | 5.0754 | 210
CJTS Energy Center_UNIT7 | ngst | CT | 0.4 | 14.0545 | 12.2424 | 12.9473 | 13.6523 | 0.16 | 0.4 | 6 | 6 | 2 | 0.67672 | 28
CJTS Energy Center_UNIT1 | ngst | CT | 0.2 | 14.0545 | 12.2424 | 12.9473 | 13.6523 | 0.08 | 0.2 | 6 | 6 | 2 | 0.33836 | 14
CJTS Energy Center_UNIT2 | ngst | CT | 0.2 | 14.0545 | 12.2424 | 12.9473 | 13.6523 | 0.08 | 0.2 | 6 | 6 | 2 | 0.33836 | 14
CJTS Energy Center_UNIT3 | ngst | CT | 0.2 | 14.0545 | 12.2424 | 12.9473 | 13.6523 | 0.08 | 0.2 | 6 | 6 | 2 | 0.33836 | 14
CJTS Energy Center_UNIT4 | ngst | CT | 0.2 | 14.0545 | 12.2424 | 12.9473 | 13.6523 | 0.08 | 0.2 | 6 | 6 | 2 | 0.33836 | 14
CJTS Energy Center_UNIT5 | ngst | CT | 0.2 | 14.0545 | 12.2424 | 12.9473 | 13.6523 | 0.08 | 0.2 | 6 | 6 | 2 | 0.33836 | 14
CJTS Energy Center_UNIT6 | ngst | CT | 0.2 | 14.0545 | 12.2424 | 12.9473 | 13.6523 | 0.08 | 0.2 | 6 | 6 | 2 | 0.33836 | 14
CPV Towantic Energy Center_STG | ngst | CT | 280.5 | 7.5474 | 5.7353 | 6.4402 | 7.1452 | 112.2 | 280.5 | 6 | 6 | 2 | 474.5499 | 19635
Foxwoods CoGen_STG1 | ngst | CT | 3 | 5.534 | 3.7219 | 4.4269 | 5.1318 | 1.2 | 3 | 6 | 6 | 2 | 5.0754 | 210
Hartford Hospital Cogeneration_GEN2 | ngst | CT | 4.2 | 5.6927 | 3.8805 | 4.5855 | 5.2905 | 1.68 | 4.2 | 6 | 6 | 2 | 7.1056 | 294
IBM Southbury_IBM00 | ngst | CT | 1.1 | 7.0531 | 5.241 | 5.946 | 6.6509 | 0.44 | 1.1 | 6 | 6 | 2 | 1.861 | 77
Kimberly Clark-Unit 1,2,3_GT300 | ngst | CT | 4.1 | 5.3074 | 3.4952 | 4.2002 | 4.9052 | 1.64 | 4.1 | 6 | 6 | 2 | 6.9364 | 287
Kleen Energy Systems Project_ST | ngst | CT | 295 | 7.1284 | 5.3162 | 6.0212 | 6.7262 | 118 | 295 | 6 | 6 | 2 | 499.081 | 20650
Middletown_2 | ngst | CT | 113.6 | 11.775 | 9.9629 | 10.6679 | 11.3728 | 45.44 | 113.6 | 6 | 6 | 2 | 192.1885 | 7952
Middletown_3 | ngst | CT | 239.4 | 11.775 | 9.9629 | 10.6679 | 11.3728 | 95.76 | 239.4 | 6 | 6 | 2 | 405.017 | 16758
Pfizer Groton Plant_TG 3 | ngst | CT | 10 | 5.3882 | 3.5761 | 4.2811 | 4.986 | 4 | 10 | 6 | 6 | 2 | 16.918 | 700
Pfizer Groton Plant_TG 4 | ngst | CT | 10 | 5.3882 | 3.5761 | 4.2811 | 4.986 | 4 | 10 | 6 | 6 | 2 | 16.918 | 700
Pfizer Groton Plant_TG5 | ngst | CT | 7.5 | 5.3882 | 3.5761 | 4.2811 | 4.986 | 3 | 7.5 | 6 | 6 | 2 | 12.6885 | 525
Pfizer Groton Plant_TG 1 | ngst | CT | 2.5 | 5.3882 | 3.5761 | 4.2811 | 4.986 | 1 | 2.5 | 6 | 6 | 2 | 4.2295 | 175
Pfizer Groton Plant_TG 2 | ngst | CT | 2.5 | 5.3882 | 3.5761 | 4.2811 | 4.986 | 1 | 2.5 | 6 | 6 | 2 | 4.2295 | 175
UCONN Cogen Facility_STG1 | ngst | CT | 5 | 5.8436 | 4.0314 | 4.7364 | 5.4414 | 2 | 5 | 6 | 6 | 2 | 8.459 | 350
Uncasville Mill_GEN1 | ngst | CT | 2.8 | 6.1864 | 4.3743 | 5.0792 | 5.7842 | 1.12 | 2.8 | 6 | 6 | 2 | 4.737 | 196
Backus Microgrid Project_BMP1 | oil | CT | 2.6 | 18.9285 | 17.0176 | 17.0826 | 17.1476 | 0.91 | 2.6 | 1 | 1 | 3.17 | 4.0011 | 182
Backus Microgrid Project_BMP2 | oil | CT | 2.6 | 18.9285 | 17.0176 | 17.0826 | 17.1476 | 0.91 | 2.6 | 1 | 1 | 3.17 | 4.0011 | 182
Backus Microgrid Project_BMP3 | oil | CT | 2.6 | 18.9285 | 17.0176 | 17.0826 | 17.1476 | 0.91 | 2.6 | 1 | 1 | 3.17 | 4.0011 | 182
Backus Microgrid Project_BMP4 | oil | CT | 2.6 | 18.9285 | 17.0176 | 17.0826 | 17.1476 | 0.91 | 2.6 | 1 | 1 | 3.17 | 4.0011 | 182
Branford_UN10 | oil | CT | 21.8 | 18.0432 | 16.1323 | 16.1973 | 16.2624 | 7.63 | 21.8 | 1 | 1 | 3.17 | 33.548 | 1526
Bridge Street 1 & 2_BS1 | oil | CT | 2.6 | 10.2291 | 8.3182 | 8.3832 | 8.4482 | 0.91 | 2.6 | 1 | 1 | 3.17 | 4.0011 | 182
Bridge Street 1 & 2_BS2 | oil | CT | 2.6 | 10.2291 | 8.3182 | 8.3832 | 8.4482 | 0.91 | 2.6 | 1 | 1 | 3.17 | 4.0011 | 182
Bridgeport Station_4 | oil | CT | 18.6 | 12.7239 | 10.813 | 10.878 | 10.943 | 6.51 | 18.6 | 1 | 1 | 3.17 | 28.6235 | 1302
Bridgeport Station_2 | oil | CT | 163 | 12.7239 | 10.813 | 10.878 | 10.943 | 57.05 | 163 | 1 | 1 | 3.17 | 250.8404 | 11410
Bristol Myers Squibb Wallingford_DG12 | oil | CT | 0.9 | 15.4806 | 13.5697 | 13.6347 | 13.6998 | 0.315 | 0.9 | 1 | 1 | 3.17 | 1.385 | 63
Bristol Myers Squibb Wallingford_DG3 | oil | CT | 2 | 15.4806 | 13.5697 | 13.6347 | 13.6998 | 0.7 | 2 | 1 | 1 | 3.17 | 3.0778 | 140
CCSU Co-Gen-STBY Gen_GRND | oil | CT | 0.3 | 4.9255 | 3.0147 | 3.0797 | 3.1447 | 0.105 | 0.3 | 1 | 1 | 3.17 | 0.46167 | 21
CCSU Co-Gen-STBY Gen_MEMH | oil | CT | 0.7 | 4.9255 | 3.0147 | 3.0797 | 3.1447 | 0.245 | 0.7 | 1 | 1 | 3.17 | 1.0772 | 49
Cos Cob_UN10 | oil | CT | 25 | 11.9603 | 10.0494 | 10.1144 | 10.1794 | 8.75 | 25 | 1 | 1 | 3.17 | 38.4724 | 1750
Cos Cob_UN11 | oil | CT | 25 | 11.9603 | 10.0494 | 10.1144 | 10.1794 | 8.75 | 25 | 1 | 1 | 3.17 | 38.4724 | 1750
Cos Cob_UN12 | oil | CT | 25 | 11.9603 | 10.0494 | 10.1144 | 10.1794 | 8.75 | 25 | 1 | 1 | 3.17 | 38.4724 | 1750
Cos Cob_UN13 | oil | CT | 20 | 11.9603 | 10.0494 | 10.1144 | 10.1794 | 7 | 20 | 1 | 1 | 3.17 | 30.778 | 1400
Cos Cob_un14 | oil | CT | 20 | 11.9603 | 10.0494 | 10.1144 | 10.1794 | 7 | 20 | 1 | 1 | 3.17 | 30.778 | 1400
Devon Station_10 | oil | CT | 18.6 | 44.2875 | 42.3766 | 42.4416 | 42.5066 | 6.51 | 18.6 | 1 | 1 | 3.17 | 28.6235 | 1302
Devon Station_11 | oil | CT | 51 | 44.2875 | 42.3766 | 42.4416 | 42.5066 | 17.85 | 51 | 1 | 1 | 3.17 | 78.4838 | 3570
Devon Station_12 | oil | CT | 51 | 44.2875 | 42.3766 | 42.4416 | 42.5066 | 17.85 | 51 | 1 | 1 | 3.17 | 78.4838 | 3570
Devon Station_13 | oil | CT | 51 | 44.2875 | 42.3766 | 42.4416 | 42.5066 | 17.85 | 51 | 1 | 1 | 3.17 | 78.4838 | 3570
Devon Station_14 | oil | CT | 51 | 44.2875 | 42.3766 | 42.4416 | 42.5066 | 17.85 | 51 | 1 | 1 | 3.17 | 78.4838 | 3570
Devon Station_7 | oil | CT | 103.5 | 44.2875 | 42.3766 | 42.4416 | 42.5066 | 36.225 | 103.5 | 1 | 1 | 3.17 | 159.2759 | 7245
Devon Station_8 | oil | CT | 103.5 | 44.2875 | 42.3766 | 42.4416 | 42.5066 | 36.225 | 103.5 | 1 | 1 | 3.17 | 159.2759 | 7245
Fort Hill 1, 2, 3 & 4_FH1 | oil | CT | 2.6 | 10.0531 | 8.1423 | 8.2073 | 8.2723 | 0.91 | 2.6 | 1 | 1 | 3.17 | 4.0011 | 182
Fort Hill 1, 2, 3 & 4_FH2 | oil | CT | 2.6 | 10.0531 | 8.1423 | 8.2073 | 8.2723 | 0.91 | 2.6 | 1 | 1 | 3.17 | 4.0011 | 182
Fort Hill 1, 2, 3 & 4_FH3 | oil | CT | 2.6 | 10.0531 | 8.1423 | 8.2073 | 8.2723 | 0.91 | 2.6 | 1 | 1 | 3.17 | 4.0011 | 182
Fort Hill 1, 2, 3 & 4_FH4 | oil | CT | 2.6 | 10.0531 | 8.1423 | 8.2073 | 8.2723 | 0.91 | 2.6 | 1 | 1 | 3.17 | 4.0011 | 182
Franklin Drive_UN19 | oil | CT | 21.8 | 8.5615 | 6.6506 | 6.7156 | 6.7806 | 7.63 | 21.8 | 1 | 1 | 3.17 | 33.548 | 1526
Gary Court 1 & 2_GC1 | oil | CT | 2.6 | 10.1412 | 8.2303 | 8.2953 | 8.3603 | 0.91 | 2.6 | 1 | 1 | 3.17 | 4.0011 | 182
Gary Court 1 & 2_GC2 | oil | CT | 2.6 | 10.1412 | 8.2303 | 8.2953 | 8.3603 | 0.91 | 2.6 | 1 | 1 | 3.17 | 4.0011 | 182
GenConn Devon LLC_15 | oil | CT | 60.5 | 10.0014 | 8.0905 | 8.1555 | 8.2205 | 21.175 | 60.5 | 1 | 1 | 3.17 | 93.1033 | 4235
GenConn Devon LLC_16 | oil | CT | 60.5 | 10.0014 | 8.0905 | 8.1555 | 8.2205 | 21.175 | 60.5 | 1 | 1 | 3.17 | 93.1033 | 4235
GenConn Devon LLC_17 | oil | CT | 60.5 | 10.0014 | 8.0905 | 8.1555 | 8.2205 | 21.175 | 60.5 | 1 | 1 | 3.17 | 93.1033 | 4235
GenConn Devon LLC_18 | oil | CT | 60.5 | 10.0014 | 8.0905 | 8.1555 | 8.2205 | 21.175 | 60.5 | 1 | 1 | 3.17 | 93.1033 | 4235
Jewett City 1_JC1 | oil | CT | 2.6 | 10.1178 | 8.2069 | 8.272 | 8.337 | 0.91 | 2.6 | 1 | 1 | 3.17 | 4.0011 | 182
John Street 1, 3, 4 & 5_JS 3 | oil | CT | 1.8 | 6.48 | 4.5691 | 4.6341 | 4.6992 | 0.63 | 1.8 | 1 | 1 | 3.17 | 2.77 | 126
John Street 1, 3, 4 & 5_JS 4 | oil | CT | 1.8 | 6.48 | 4.5691 | 4.6341 | 4.6992 | 0.63 | 1.8 | 1 | 1 | 3.17 | 2.77 | 126
John Street 1, 3, 4 & 5_JS 5 | oil | CT | 1.8 | 6.48 | 4.5691 | 4.6341 | 4.6992 | 0.63 | 1.8 | 1 | 1 | 3.17 | 2.77 | 126
John Street 1, 3, 4 & 5_JS 1 | oil | CT | 1.8 | 6.48 | 4.5691 | 4.6341 | 4.6992 | 0.63 | 1.8 | 1 | 1 | 3.17 | 2.77 | 126
Lebanon Pines 1 & 2_LP1 | oil | CT | 2.6 | 9.7383 | 7.8274 | 7.8925 | 7.9575 | 0.91 | 2.6 | 1 | 1 | 3.17 | 4.0011 | 182
Lebanon Pines 1 & 2_LP2 | oil | CT | 2.6 | 9.7383 | 7.8274 | 7.8925 | 7.9575 | 0.91 | 2.6 | 1 | 1 | 3.17 | 4.0011 | 182
LNG 1 & 2_LNG1 | oil | CT | 2.6 | 10.8033 | 8.8924 | 8.9574 | 9.0224 | 0.91 | 2.6 | 1 | 1 | 3.17 | 4.0011 | 182
LNG 1 & 2_LNG2 | oil | CT | 2.6 | 10.8033 | 8.8924 | 8.9574 | 9.0224 | 0.91 | 2.6 | 1 | 1 | 3.17 | 4.0011 | 182
Middletown_10 | oil | CT | 18.5 | 11.775 | 9.8642 | 9.9292 | 9.9942 | 6.475 | 18.5 | 1 | 1 | 3.17 | 28.4696 | 1295
Middletown_4 | oil | CT | 414.9 | 11.775 | 9.8642 | 9.9292 | 9.9942 | 145.215 | 414.9 | 1 | 1 | 3.17 | 638.4888 | 29043
Middletown_12 | oil | CT | 60.5 | 11.775 | 9.8642 | 9.9292 | 9.9942 | 21.175 | 60.5 | 1 | 1 | 3.17 | 93.1033 | 4235
Middletown_13 | oil | CT | 60.5 | 11.775 | 9.8642 | 9.9292 | 9.9942 | 21.175 | 60.5 | 1 | 1 | 3.17 | 93.1033 | 4235
Middletown_14 | oil | CT | 60.5 | 11.775 | 9.8642 | 9.9292 | 9.9942 | 21.175 | 60.5 | 1 | 1 | 3.17 | 93.1033 | 4235
Middletown_15 | oil | CT | 60.5 | 11.775 | 9.8642 | 9.9292 | 9.9942 | 21.175 | 60.5 | 1 | 1 | 3.17 | 93.1033 | 4235
Middletown_1 | oil | CT | 69 | 11.775 | 9.8642 | 9.9292 | 9.9942 | 24.15 | 69 | 1 | 1 | 3.17 | 106.184 | 4830
Montville Station_10 | oil | CT | 2.7 | 13.6188 | 11.7079 | 11.7729 | 11.8379 | 0.945 | 2.7 | 1 | 1 | 3.17 | 4.155 | 189
Montville Station_11 | oil | CT | 2.7 | 13.6188 | 11.7079 | 11.7729 | 11.8379 | 0.945 | 2.7 | 1 | 1 | 3.17 | 4.155 | 189
Montville Station_5 | oil | CT | 75 | 13.6188 | 11.7079 | 11.7729 | 11.8379 | 26.25 | 75 | 1 | 1 | 3.17 | 115.4173 | 5250
Montville Station_6 | oil | CT | 414.9 | 13.6188 | 11.7079 | 11.7729 | 11.8379 | 145.215 | 414.9 | 1 | 1 | 3.17 | 638.4888 | 29043
New Haven Harbor_1 | oil | CT | 460 | 27.8599 | 25.949 | 26.014 | 26.079 | 161 | 460 | 1 | 1 | 3.17 | 707.8931 | 32200
New Haven Harbor_2 | oil | CT | 60.5 | 27.8599 | 25.949 | 26.014 | 26.079 | 21.175 | 60.5 | 1 | 1 | 3.17 | 93.1033 | 4235
New Haven Harbor_3 | oil | CT | 60.5 | 27.8599 | 25.949 | 26.014 | 26.079 | 21.175 | 60.5 | 1 | 1 | 3.17 | 93.1033 | 4235
New Haven Harbor_4 | oil | CT | 60.5 | 27.8599 | 25.949 | 26.014 | 26.079 | 21.175 | 60.5 | 1 | 1 | 3.17 | 93.1033 | 4235
Norden 1-3_NORD1 | oil | CT | 2 | 6.48 | 4.5691 | 4.6341 | 4.6992 | 0.7 | 2 | 1 | 1 | 3.17 | 3.0778 | 140
Norden 1-3_NORD2 | oil | CT | 2 | 6.48 | 4.5691 | 4.6341 | 4.6992 | 0.7 | 2 | 1 | 1 | 3.17 | 3.0778 | 140
Norden 1-3_NORD3 | oil | CT | 2 | 6.48 | 4.5691 | 4.6341 | 4.6992 | 0.7 | 2 | 1 | 1 | 3.17 | 3.0778 | 140
North Main Street_5 | oil | CT | 19 | 11.775 | 9.8642 | 9.9292 | 9.9942 | 6.65 | 19 | 1 | 1 | 3.17 | 29.2391 | 1330
Norwich WWTP_1 | oil | CT | 2 | 11.6381 | 9.7272 | 9.7922 | 9.8573 | 0.7 | 2 | 1 | 1 | 3.17 | 3.0778 | 140
Shepaug_2 | oil | CT | 49.2 | 18.8983 | 16.9874 | 17.0524 | 17.1175 | 17.22 | 49.2 | 1 | 1 | 3.17 | 75.7138 | 3444
South Meadow_11 | oil | CT | 41.8 | 18.8983 | 16.9874 | 17.0524 | 17.1175 | 14.63 | 41.8 | 1 | 1 | 3.17 | 64.3259 | 2926
South Meadow_12 | oil | CT | 41.8 | 18.8983 | 16.9874 | 17.0524 | 17.1175 | 14.63 | 41.8 | 1 | 1 | 3.17 | 64.3259 | 2926
South Meadow_13 | oil | CT | 41.8 | 18.8983 | 16.9874 | 17.0524 | 17.1175 | 14.63 | 41.8 | 1 | 1 | 3.17 | 64.3259 | 2926
South Meadow_14 | oil | CT | 41.8 | 18.8983 | 16.9874 | 17.0524 | 17.1175 | 14.63 | 41.8 | 1 | 1 | 3.17 | 64.3259 | 2926
Subase Microgrid Project_SMP1 | oil | CT | 2 | 6.48 | 4.5691 | 4.6341 | 4.6992 | 0.7 | 2 | 1 | 1 | 3.17 | 3.0778 | 140
Subase Microgrid Project_SMP2 | oil | CT | 2 | 6.48 | 4.5691 | 4.6341 | 4.6992 | 0.7 | 2 | 1 | 1 | 3.17 | 3.0778 | 140
Subase Microgrid Project_SMP3 | oil | CT | 2 | 6.48 | 4.5691 | 4.6341 | 4.6992 | 0.7 | 2 | 1 | 1 | 3.17 | 3.0778 | 140
Subase Microgrid Project_SMP4 | oil | CT | 2 | 6.48 | 4.5691 | 4.6341 | 4.6992 | 0.7 | 2 | 1 | 1 | 3.17 | 3.0778 | 140
Torrington Terminal_UN10 | oil | CT | 21.8 | 15.0574 | 13.1465 | 13.2116 | 13.2766 | 7.63 | 21.8 | 1 | 1 | 3.17 | 33.548 | 1526
Tunnel_10 | oil | CT | 18.5 | 11.7979 | 9.887 | 9.952 | 10.017 | 6.475 | 18.5 | 1 | 1 | 3.17 | 28.4696 | 1295
Water Treatment 1 & 2_WT1 | oil | CT | 2.6 | 10.0271 | 8.1162 | 8.1812 | 8.2463 | 0.91 | 2.6 | 1 | 1 | 3.17 | 4.0011 | 182
Water Treatment 1 & 2_WT2 | oil | CT | 2.6 | 10.0271 | 8.1162 | 8.1812 | 8.2463 | 0.91 | 2.6 | 1 | 1 | 3.17 | 4.0011 | 182
Waterside Power, LLC_4 | oil | CT | 23.2 | 14.1566 | 12.2457 | 12.3107 | 12.3758 | 8.12 | 23.2 | 1 | 1 | 3.17 | 35.7024 | 1624
Waterside Power, LLC_5 | oil | CT | 23.2 | 14.1566 | 12.2457 | 12.3107 | 12.3758 | 8.12 | 23.2 | 1 | 1 | 3.17 | 35.7024 | 1624
Waterside Power, LLC_7 | oil | CT | 23.2 | 14.1566 | 12.2457 | 12.3107 | 12.3758 | 8.12 | 23.2 | 1 | 1 | 3.17 | 35.7024 | 1624
Waterside Power, LLC_1 | oil | CT | 23.2 | 14.1566 | 12.2457 | 12.3107 | 12.3758 | 8.12 | 23.2 | 1 | 1 | 3.17 | 35.7024 | 1624
Waterside Power, LLC_2 | oil | CT | 23.2 | 14.1566 | 12.2457 | 12.3107 | 12.3758 | 8.12 | 23.2 | 1 | 1 | 3.17 | 35.7024 | 1624
Waterside Power, LLC_6 | oil | CT | 23.2 | 14.1566 | 12.2457 | 12.3107 | 12.3758 | 8.12 | 23.2 | 1 | 1 | 3.17 | 35.7024 | 1624
Maine Independence Station_GEN1 | ngcc | ME | 177.8 | 7.559 | 6.1707 | 6.4316 | 6.6925 | 71.12 | 177.8 | 4 | 4 | 2 | 221.4206 | 12446
Maine Independence Station_GEN2 | ngcc | ME | 177.8 | 7.559 | 6.1707 | 6.4316 | 6.6925 | 71.12 | 177.8 | 4 | 4 | 2 | 221.4206 | 12446
Rumford Power, Inc_UNT1 | ngcc | ME | 179.4 | 5.6413 | 4.253 | 4.5139 | 4.7749 | 71.76 | 179.4 | 4 | 4 | 2 | 223.4131 | 12558
Westbrook Energy Center Power Plant_GTG1 | ngcc | ME | 184.2 | 7.0681 | 5.6798 | 5.9408 | 6.2017 | 73.68 | 184.2 | 4 | 4 | 2 | 229.3908 | 12894
Westbrook Energy Center Power Plant_GTG2 | ngcc | ME | 184.2 | 7.0681 | 5.6798 | 5.9408 | 6.2017 | 73.68 | 184.2 | 4 | 4 | 2 | 229.3908 | 12894
Androscoggin Energy Center_CT01 | ngct | ME | 54.5 | 4.5825 | 2.6716 | 2.7366 | 2.8017 | 19.075 | 54.5 | 1 | 1 | 3.17 | 83.8699 | 3815
Androscoggin Energy Center_CT02 | ngct | ME | 54.5 | 4.5825 | 2.6716 | 2.7366 | 2.8017 | 19.075 | 54.5 | 1 | 1 | 3.17 | 83.8699 | 3815
Androscoggin Energy Center_CT03 | ngct | ME | 54.5 | 4.5825 | 2.6716 | 2.7366 | 2.8017 | 19.075 | 54.5 | 1 | 1 | 3.17 | 83.8699 | 3815
Androscoggin Mill_GEN1 | ngct | ME | 25 | 5.5704 | 3.6595 | 3.7246 | 3.7896 | 8.75 | 25 | 1 | 1 | 3.17 | 38.4724 | 1750
Androscoggin Mill_GEN2 | ngct | ME | 25 | 5.5704 | 3.6595 | 3.7246 | 3.7896 | 8.75 | 25 | 1 | 1 | 3.17 | 38.4724 | 1750
Androscoggin Mill_GEN3 | ngct | ME | 30 | 5.5704 | 3.6595 | 3.7246 | 3.7896 | 10.5 | 30 | 1 | 1 | 3.17 | 46.1669 | 2100
Anson Abenaki Hydros_STG1 | ngct | ME | 3 | 417.5512 | 415.6403 | 415.7054 | 415.7704 | 1.05 | 3 | 1 | 1 | 3.17 | 4.6167 | 210
Bucksport Generation LLC_GEN4 | ngct | ME | 186.8 | 4.174 | 2.2632 | 2.3282 | 2.3932 | 65.38 | 186.8 | 1 | 1 | 3.17 | 287.4661 | 13076
Domtar - Woodland Mill_TG10 | ngct | ME | 23 | 6.4115 | 4.5006 | 4.5656 | 4.6307 | 8.05 | 23 | 1 | 1 | 3.17 | 35.3947 | 1610
Domtar - Woodland Mill_TG11 | ngct | ME | 26.8 | 6.4115 | 4.5006 | 4.5656 | 4.6307 | 9.38 | 26.8 | 1 | 1 | 3.17 | 41.2425 | 1876
Eastern Maine Medical Center_COGE | ngct | ME | 3.8 | 5.3344 | 3.4235 | 3.4885 | 3.5535 | 1.33 | 3.8 | 1 | 1 | 3.17 | 5.8478 | 266
Mead Rumford Cogen_3STG | ngct | ME | 12.5 | 6.4115 | 4.5006 | 4.5656 | 4.6307 | 4.375 | 12.5 | 1 | 1 | 3.17 | 19.2362 | 875
Red Shield Envir Old Town Facility_TG4 | ngct | ME | 12.5 | 6.4115 | 4.5006 | 4.5656 | 4.6307 | 4.375 | 12.5 | 1 | 1 | 3.17 | 19.2362 | 875
Red Shield Envir Old Town Facility_TG5 | ngct | ME | 9.5 | 6.4115 | 4.5006 | 4.5656 | 4.6307 | 3.325 | 9.5 | 1 | 1 | 3.17 | 14.6195 | 665
Rumford Cogeneration_GEN1 | ngct | ME | 102.6 | 5.6413 | 3.7304 | 3.7954 | 3.8604 | 35.91 | 102.6 | 1 | 1 | 3.17 | 157.8909 | 7182
Somerset Plant_GEN1 | ngct | ME | 45.9 | 5.5425 | 3.6316 | 3.6966 | 3.7616 | 16.065 | 45.9 | 1 | 1 | 3.17 | 70.6354 | 3213
Somerset Plant_GEN2 | ngct | ME | 61.2 | 5.5425 | 3.6316 | 3.6966 | 3.7616 | 21.42 | 61.2 | 1 | 1 | 3.17 | 94.1806 | 4284
Maine Independence Station_GEN3 | ngst | ME | 194.6 | 7.559 | 5.7469 | 6.4518 | 7.1568 | 77.84 | 194.6 | 6 | 6 | 2 | 329.2243 | 13622
Rumford Power, Inc_UNT2 | ngst | ME | 95.1 | 5.6413 | 3.8292 | 4.5341 | 5.2391 | 38.04 | 95.1 | 6 | 6 | 2 | 160.8902 | 6657
Westbrook Energy Center Power Plant_STG3 | ngst | ME | 195.5 | 7.0681 | 5.256 | 5.961 | 6.6659 | 78.2 | 195.5 | 6 | 6 | 2 | 330.7469 | 13685
Bar Harbor_1 | oil | ME | 2 | 5.6394 | 3.7285 | 3.7935 | 3.8585 | 0.7 | 2 | 1 | 1 | 3.17 | 3.0778 | 140
Bar Harbor_2 | oil | ME | 2 | 5.6394 | 3.7285 | 3.7935 | 3.8585 | 0.7 | 2 | 1 | 1 | 3.17 | 3.0778 | 140
Bar Harbor_3 | oil | ME | 2 | 5.6394 | 3.7285 | 3.7935 | 3.8585 | 0.7 | 2 | 1 | 1 | 3.17 | 3.0778 | 140
Bar Harbor_4 | oil | ME | 2 | 5.6394 | 3.7285 | 3.7935 | 3.8585 | 0.7 | 2 | 1 | 1 | 3.17 | 3.0778 | 140
Cape Gas Turbine_GT4 | oil | ME | 17.5 | 16.3359 | 14.425 | 14.49 | 14.5551 | 6.125 | 17.5 | 1 | 1 | 3.17 | 26.9307 | 1225
Cape Gas Turbine_GT5 | oil | ME | 17.5 | 16.3359 | 14.425 | 14.49 | 14.5551 | 6.125 | 17.5 | 1 | 1 | 3.17 | 26.9307 | 1225
Caribou Generation Station_1 | oil | ME | 7.5 | 10.3182 | 8.4073 | 8.4723 | 8.5373 | 2.625 | 7.5 | 1 | 1 | 3.17 | 11.5417 | 525
Caribou Generation Station_CD2 | oil | ME | 2.7 | 10.3182 | 8.4073 | 8.4723 | 8.5373 | 0.945 | 2.7 | 1 | 1 | 3.17 | 4.155 | 189
Caribou Generation Station_CD3 | oil | ME | 2.7 | 10.3182 | 8.4073 | 8.4723 | 8.5373 | 0.945 | 2.7 | 1 | 1 | 3.17 | 4.155 | 189
Caribou Generation Station_CD4 | oil | ME | 1 | 10.3182 | 8.4073 | 8.4723 | 8.5373 | 0.35 | 1 | 1 | 1 | 3.17 | 1.5389 | 70
Caribou Generation Station_CD5 | oil | ME | 1.2 | 10.3182 | 8.4073 | 8.4723 | 8.5373 | 0.42 | 1.2 | 1 | 1 | 3.17 | 1.8467 | 84
Caribou Generation Station_ST2 | oil | ME | 11.5 | 10.3182 | 8.4073 | 8.4723 | 8.5373 | 4.025 | 11.5 | 1 | 1 | 3.17 | 17.6973 | 805
Eastport_3 | oil | ME | 2 | 10.1562 | 8.2454 | 8.3104 | 8.3754 | 0.7 | 2 | 1 | 1 | 3.17 | 3.0778 | 140
Eastport_1 | oil | ME | 1 | 10.1562 | 8.2454 | 8.3104 | 8.3754 | 0.35 | 1 | 1 | 1 | 3.17 | 1.5389 | 70
Eastport_2 | oil | ME | 1 | 10.1562 | 8.2454 | 8.3104 | 8.3754 | 0.35 | 1 | 1 | 1 | 3.17 | 1.5389 | 70
Flos Inn Diesel_FID1 | oil | ME | 2 | 5.6394 | 3.7285 | 3.7935 | 3.8585 | 0.7 | 2 | 1 | 1 | 3.17 | 3.0778 | 140
Flos Inn Diesel_FID2 | oil | ME | 2 | 5.6394 | 3.7285 | 3.7935 | 3.8585 | 0.7 | 2 | 1 | 1 | 3.17 | 3.0778 | 140
Flos Inn Diesel_FID3 | oil | ME | 2 | 5.6394 | 3.7285 | 3.7935 | 3.8585 | 0.7 | 2 | 1 | 1 | 3.17 | 3.0778 | 140
Medway_IC1 | oil | ME | 2 | 5.6394 | 3.7285 | 3.7935 | 3.8585 | 0.7 | 2 | 1 | 1 | 3.17 | 3.0778 | 140
Medway_IC2 | oil | ME | 2 | 5.6394 | 3.7285 | 3.7935 | 3.8585 | 0.7 | 2 | 1 | 1 | 3.17 | 3.0778 | 140
Medway_IC3 | oil | ME | 2 | 5.6394 | 3.7285 | 3.7935 | 3.8585 | 0.7 | 2 | 1 | 1 | 3.17 | 3.0778 | 140
Medway_IC4 | oil | ME | 2 | 5.6394 | 3.7285 | 3.7935 | 3.8585 | 0.7 | 2 | 1 | 1 | 3.17 | 3.0778 | 140
Millinocket Mill_M1S1 | oil | ME | 15.6 | 10.3182 | 8.4073 | 8.4723 | 8.5373 | 5.46 | 15.6 | 1 | 1 | 3.17 | 24.0068 | 1092
Millinocket Mill_M1S2 | oil | ME | 15.6 | 10.3182 | 8.4073 | 8.4723 | 8.5373 | 5.46 | 15.6 | 1 | 1 | 3.17 | 24.0068 | 1092
Millinocket Mill_M1S3 | oil | ME | 31.5 | 10.3182 | 8.4073 | 8.4723 | 8.5373 | 11.025 | 31.5 | 1 | 1 | 3.17 | 48.4753 | 2205
Millinocket Mill_M1S4 | oil | ME | 23.5 | 10.3182 | 8.4073 | 8.4723 | 8.5373 | 8.225 | 23.5 | 1 | 1 | 3.17 | 36.1641 | 1645
Red Shield Envir Old Town Facility_TG1 | oil | ME | 3.5 | 6.4115 | 4.5006 | 4.5656 | 4.6307 | 1.225 | 3.5 | 1 | 1 | 3.17 | 5.3861 | 245
Red Shield Envir Old Town Facility_TG2 | oil | ME | 3 | 6.4115 | 4.5006 | 4.5656 | 4.6307 | 1.05 | 3 | 1 | 1 | 3.17 | 4.6167 | 210
Robbins Lumber_CAT | oil | ME | 2 | 6.566 | 4.6551 | 4.7201 | 4.7851 | 0.7 | 2 | 1 | 1 | 3.17 | 3.0778 | 140
William F Wyman_1 | oil | ME | 50 | 11.8043 | 9.8934 | 9.9584 | 10.0235 | 17.5 | 50 | 1 | 1 | 3.17 | 76.9449 | 3500
William F Wyman_2 | oil | ME | 50 | 11.8043 | 9.8934 | 9.9584 | 10.0235 | 17.5 | 50 | 1 | 1 | 3.17 | 76.9449 | 3500
William F Wyman_3 | oil | ME | 113.6 | 11.8043 | 9.8934 | 9.9584 | 10.0235 | 39.76 | 113.6 | 1 | 1 | 3.17 | 174.8188 | 7952
William F Wyman_4 | oil | ME | 632.4 | 11.8043 | 9.8934 | 9.9584 | 10.0235 | 221.34 | 632.4 | 1 | 1 | 3.17 | 973.1991 | 44268
Brayton Point_1 | coal | NEMA | 241 | 10.7864 | 11.6864 | 12.0864 | 12.4864 | 84.35 | 241 | 10 | 10 | 4.6 | 1.3371e-13 | 16870
Brayton Point_2 | coal | NEMA | 241 | 10.7864 | 11.6864 | 12.0864 | 12.4864 | 84.35 | 241 | 10 | 10 | 4.6 | 1.3371e-13 | 16870
Brayton Point_3 | coal | NEMA | 642.6 | 10.7864 | 11.6864 | 12.0864 | 12.4864 | 224.91 | 300 | 10 | 10 | 4.6 | 1.3371e-12 | 44982
Kendall Square Station_GEN4 | ngcc | NEMA | 186.2 | 5.6664 | 4.2781 | 4.539 | 4.8 | 74.48 | 186.2 | 3 | 3 | 2 | 231.8814 | 13034
Mystic Generating Station_GT81 | ngcc | NEMA | 278.6 | 7.4801 | 6.0918 | 6.3527 | 6.6137 | 111.44 | 278.6 | 6 | 6 | 2 | 346.9504 | 19502
Mystic Generating Station_GT82 | ngcc | NEMA | 278.6 | 7.4801 | 6.0918 | 6.3527 | 6.6137 | 111.44 | 278.6 | 6 | 6 | 2 | 346.9504 | 19502
Mystic Generating Station_GT93 | ngcc | NEMA | 278.6 | 7.4801 | 6.0918 | 6.3527 | 6.6137 | 111.44 | 278.6 | 2 | 2 | 2 | 346.9504 | 19502
Mystic Generating Station_GT94 | ngcc | NEMA | 278.6 | 7.4801 | 6.0918 | 6.3527 | 6.6137 | 111.44 | 278.6 | 2 | 2 | 2 | 346.9504 | 19502
Potter Station 2_CC2 | ngcc | NEMA | 76 | 10.0285 | 8.6401 | 8.9011 | 9.162 | 30.4 | 76 | 6 | 6 | 2 | 94.6455 | 5320
Tanner Street Generation_TRENT | ngcc | NEMA | 57.9 | 9.0796 | 7.6913 | 7.9522 | 8.2132 | 23.16 | 57.9 | 1 | 1 | 2 | 72.1049 | 4053
Tanner Street Generation_V643 | ngcc | NEMA | 65.5 | 9.0796 | 7.6913 | 7.9522 | 8.2132 | 26.2 | 65.5 | 5 | 5 | 2 | 81.5695 | 4585
Boston Medical Center CHP Plant_COGEN | ngct | NEMA | 2 | 4.9255 | 3.0147 | 3.0797 | 3.1447 | 0.7 | 2 | 1 | 1 | 3.17 | 3.0778 | 140
Deer Island Treatment Plant_6ENT | ngct | NEMA | 6 | 6.2944 | 4.3835 | 4.4485 | 4.5136 | 2.1 | 6 | 1 | 1 | 3.17 | 9.2334 | 420
Deer Island Treatment Plant_7ENT | ngct | NEMA | 6 | 6.2944 | 4.3835 | 4.4485 | 4.5136 | 2.1 | 6 | 1 | 1 | 3.17 | 9.2334 | 420
Deer Island Treatment Plant_F101 | ngct | NEMA | 0.2 | 6.2944 | 4.3835 | 4.4485 | 4.5136 | 0.07 | 0.2 | 1 | 1 | 3.17 | 0.30778 | 14
Exelon West Medway II LLC_4 | ngct | NEMA | 100 | 9.9705 | 8.0596 | 8.1247 | 8.1897 | 35 | 100 | 1 | 1 | 3.17 | 153.8898 | 7000
Exelon West Medway II LLC_5 | ngct | NEMA | 100 | 9.9705 | 8.0596 | 8.1247 | 8.1897 | 35 | 100 | 1 | 1 | 3.17 | 153.8898 | 7000
Framingham State University Plant_MSC | ngct | NEMA | 0.1 | 17.3637 | 15.4528 | 15.5179 | 15.5829 | 0.035 | 0.1 | 1 | 1 | 3.17 | 0.15389 | 7
General Electric Aircraft Engines_GEN5 | ngct | NEMA | 10 | 3.8678 | 1.9569 | 2.0219 | 2.0869 | 3.5 | 10 | 1 | 1 | 3.17 | 15.389 | 700
General Electric Aircraft Engines_GEN6 | ngct | NEMA | 10 | 3.8678 | 1.9569 | 2.0219 | 2.0869 | 3.5 | 10 | 1 | 1 | 3.17 | 15.389 | 700
General Electric Aircraft Engines_GEN7 | ngct | NEMA | 12.5 | 3.8678 | 1.9569 | 2.0219 | 2.0869 | 4.375 | 12.5 | 1 | 1 | 3.17 | 19.2362 | 875
General Electric Aircraft Engines_GEN8 | ngct | NEMA | 21.1 | 3.8678 | 1.9569 | 2.0219 | 2.0869 | 7.385 | 21.1 | 1 | 1 | 3.17 | 32.4707 | 1477
Gillette SBMC_CTG3 | ngct | NEMA | 7.2 | 4.8663 | 2.9554 | 3.0205 | 3.0855 | 2.52 | 7.2 | 1 | 1 | 3.17 | 11.0801 | 504
Gillette SBMC_TG2 | ngct | NEMA | 5 | 4.8663 | 2.9554 | 3.0205 | 3.0855 | 1.75 | 5 | 1 | 1 | 3.17 | 7.6945 | 350
Gillette SBMC_TG1 | ngct | NEMA | 7.1 | 4.8663 | 2.9554 | 3.0205 | 3.0855 | 2.485 | 7.1 | 1 | 1 | 3.17 | 10.9262 | 497
High Street Station_1 | ngct | NEMA | 1.2 | 9.456 | 7.5451 | 7.6101 | 7.6751 | 0.42 | 1.2 | 1 | 1 | 3.17 | 1.8467 | 84
High Street Station_10 | ngct | NEMA | 1.2 | 9.456 | 7.5451 | 7.6101 | 7.6751 | 0.42 | 1.2 | 1 | 1 | 3.17 | 1.8467 | 84
High Street Station_11 | ngct | NEMA | 1.2 | 9.456 | 7.5451 | 7.6101 | 7.6751 | 0.42 | 1.2 | 1 | 1 | 3.17 | 1.8467 | 84
High Street Station_12 | ngct | NEMA | 1.2 | 9.456 | 7.5451 | 7.6101 | 7.6751 | 0.42 | 1.2 | 1 | 1 | 3.17 | 1.8467 | 84
High Street Station_2 | ngct | NEMA | 1.3 | 9.456 | 7.5451 | 7.6101 | 7.6751 | 0.455 | 1.3 | 1 | 1 | 3.17 | 2.0006 | 91
High Street Station_6 | ngct | NEMA | 1.1 | 9.456 | 7.5451 | 7.6101 | 7.6751 | 0.385 | 1.1 | 1 | 1 | 3.17 | 1.6928 | 77
High Street Station_9 | ngct | NEMA | 1.3 | 9.456 | 7.5451 | 7.6101 | 7.6751 | 0.455 | 1.3 | 1 | 1 | 3.17 | 2.0006 | 91
Mass Inst Tech Cntrl Utilities/Cogen Plt_CTG1 | ngct | NEMA | 21.2 | 0 | -1.9109 | -1.8459 | -1.7808 | 7.42 | 21.2 | 1 | 1 | 3.17 | 32.6246 | 1484
Medical Area Total Energy Plant_CT1 | ngct | NEMA | 12.5 | 5.404 | 3.4931 | 3.5581 | 3.6231 | 4.375 | 12.5 | 1 | 1 | 3.17 | 19.2362 | 875
Medical Area Total Energy Plant_CT2 | ngct | NEMA | 12.5 | 5.404 | 3.4931 | 3.5581 | 3.6231 | 4.375 | 12.5 | 1 | 1 | 3.17 | 19.2362 | 875
Medical Area Total Energy Plant_STG2 | ngct | NEMA | 11 | 5.404 | 3.4931 | 3.5581 | 3.6231 | 3.85 | 11 | 1 | 1 | 3.17 | 16.9279 | 770
Medical Area Total Energy Plant_STG3 | ngct | NEMA | 11 | 5.404 | 3.4931 | 3.5581 | 3.6231 | 3.85 | 11 | 1 | 1 | 3.17 | 16.9279 | 770
Medical Area Total Energy Plant_CT3 | ngct | NEMA | 13.8 | 5.404 | 3.4931 | 3.5581 | 3.6231 | 4.83 | 13.8 | 1 | 1 | 3.17 | 21.2368 | 966
Mystic Generating Station_7 | ngct | NEMA | 617 | 7.4801 | 5.5692 | 5.6342 | 5.6993 | 215.95 | 617 | 1 | 1 | 3.17 | 949.5001 | 43190
Mystic Generating Station_GT1 | ngct | NEMA | 14.2 | 7.4801 | 5.5692 | 5.6342 | 5.6993 | 4.97 | 14.2 | 1 | 1 | 3.17 | 21.8524 | 994
NECCO Co-Generation_GEN1 | ngct | NEMA | 2.9 | 5.2363 | 3.3255 | 3.3905 | 3.4555 | 1.015 | 2.9 | 1 | 1 | 3.17 | 4.4628 | 203
NECCO Co-Generation_GEN2 | ngct | NEMA | 2.9 | 5.2363 | 3.3255 | 3.3905 | 3.4555 | 1.015 | 2.9 | 1 | 1 | 3.17 | 4.4628 | 203
New Boston Generating Station_1 | ngct | NEMA | 359 | 5.6413 | 3.7304 | 3.7954 | 3.8604 | 125.65 | 359 | 1 | 1 | 3.17 | 552.4644 | 25130
New Boston Generating Station_2 | ngct | NEMA | 358.7 | 5.6413 | 3.7304 | 3.7954 | 3.8604 | 125.545 | 358.7 | 1 | 1 | 3.17 | 552.0027 | 25109
Potter Station 2_WAT1 | ngct | NEMA | 58 | 10.0285 | 8.1176 | 8.1826 | 8.2476 | 20.3 | 58 | 1 | 1 | 3.17 | 89.2561 | 4060
Potter Station 2_WAT2 | ngct | NEMA | 58 | 10.0285 | 8.1176 | 8.1826 | 8.2476 | 20.3 | 58 | 1 | 1 | 3.17 | 89.2561 | 4060
Rousselot Inc_GEN1 | ngct | NEMA | 1.5 | 5.5379 | 3.6271 | 3.6921 | 3.7571 | 0.525 | 1.5 | 1 | 1 | 3.17 | 2.3083 | 105
Rousselot Inc_GEN2 | ngct | NEMA | 1.5 | 5.5379 | 3.6271 | 3.6921 | 3.7571 | 0.525 | 1.5 | 1 | 1 | 3.17 | 2.3083 | 105
Rousselot Inc_GEN3 | ngct | NEMA | 3.7 | 5.5379 | 3.6271 | 3.6921 | 3.7571 | 1.295 | 3.7 | 1 | 1 | 3.17 | 5.6939 | 259
Univ of Massachusetts Medical Center_GEN1 | ngct | NEMA | 2.5 | 6.4235 | 4.5126 | 4.5776 | 4.6426 | 0.875 | 2.5 | 1 | 1 | 3.17 | 3.8472 | 175
Univ of Massachusetts Medical Center_GEN2 | ngct | NEMA | 2.5 | 6.4235 | 4.5126 | 4.5776 | 4.6426 | 0.875 | 2.5 | 1 | 1 | 3.17 | 3.8472 | 175
Univ of Massachusetts Medical Center_GEN3 | ngct | NEMA | 5 | 6.4235 | 4.5126 | 4.5776 | 4.6426 | 1.75 | 5 | 1 | 1 | 3.17 | 7.6945 | 350
Univ of Massachusetts Medical Center_GEN4 | ngct | NEMA | 7.5 | 6.4235 | 4.5126 | 4.5776 | 4.6426 | 2.625 | 7.5 | 1 | 1 | 3.17 | 11.5417 | 525
Waters River_1 | ngct | NEMA | 21.3 | 14.1735 | 12.2626 | 12.3277 | 12.3927 | 7.455 | 21.3 | 1 | 1 | 3.17 | 32.7785 | 1491
Waters River_2 | ngct | NEMA | 43.6 | 14.1735 | 12.2626 | 12.3277 | 12.3927 | 15.26 | 43.6 | 1 | 1 | 3.17 | 67.096 | 3052
Wellesley College Central Utility Plant_1118 | ngct | NEMA | 1.3 | 6.6184 | 4.7075 | 4.7726 | 4.8376 | 0.455 | 1.3 | 1 | 1 | 3.17 | 2.0006 | 91
Wellesley College Central Utility Plant_1119 | ngct | NEMA | 1.3 | 6.6184 | 4.7075 | 4.7726 | 4.8376 | 0.455 | 1.3 | 1 | 1 | 3.17 | 2.0006 | 91
Wellesley College Central Utility Plant_1120 | ngct | NEMA | 1.3 | 6.6184 | 4.7075 | 4.7726 | 4.8376 | 0.455 | 1.3 | 1 | 1 | 3.17 | 2.0006 | 91
Wellesley College Central Utility Plant_1121 | ngct | NEMA | 1.3 | 6.6184 | 4.7075 | 4.7726 | 4.8376 | 0.455 | 1.3 | 1 | 1 | 3.17 | 2.0006 | 91
Wellesley College Central Utility Plant_8187 | ngct | NEMA | 1.9 | 6.6184 | 4.7075 | 4.7726 | 4.8376 | 0.665 | 1.9 | 1 | 1 | 3.17 | 2.9239 | 133
West Groton CHP_G1 | ngct | NEMA | 4.1 | 5.4724 | 3.5615 | 3.6265 | 3.6916 | 1.435 | 4.1 | 1 | 1 | 3.17 | 6.3095 | 287
Deer Island Treatment Plant_S101 | ngst | NEMA | 17.5 | 6.2944 | 4.4823 | 5.1872 | 5.8922 | 7 | 17.5 | 6 | 6 | 2 | 29.6065 | 1225
Kendall Square Station_1 | ngst | NEMA | 17.2 | 5.6664 | 3.8543 | 4.5593 | 5.2642 | 6.88 | 17.2 | 6 | 6 | 2 | 29.099 | 1204
Kendall Square Station_2 | ngst | NEMA | 23 | 5.6664 | 3.8543 | 4.5593 | 5.2642 | 9.2 | 23 | 6 | 6 | 2 | 38.9114 | 1610
Kendall Square Station_3 | ngst | NEMA | 27.2 | 5.6664 | 3.8543 | 4.5593 | 5.2642 | 10.88 | 27.2 | 6 | 6 | 2 | 46.017 | 1904
Mystic Generating Station_ST85 | ngst | NEMA | 315 | 7.4801 | 5.668 | 6.3729 | 7.0779 | 126 | 315 | 6 | 6 | 2 | 532.917 | 22050
Mystic Generating Station_ST96 | ngst | NEMA | 315 | 7.4801 | 5.668 | 6.3729 | 7.0779 | 126 | 315 | 6 | 6 | 2 | 532.917 | 22050
Potter Station 2_CC3 | ngst | NEMA | 25 | 10.0285 | 8.2163 | 8.9213 | 9.6263 | 10 | 25 | 6 | 6 | 2 | 42.295 | 1750
Tanner Street Generation_VAX | ngst | NEMA | 27.1 | 9.0796 | 7.2675 | 7.9724 | 8.6774 | 10.84 | 27.1 | 6 | 6 | 2 | 45.8478 | 1897
Brayton Point_4 | oil | NEMA | 475.5 | 10.7864 | 8.8755 | 8.9405 | 9.0056 | 166.425 | 475.5 | 1 | 1 | 3.17 | 731.746 | 33285
Brayton Point_IC1 | oil | NEMA | 2.7 | 10.7864 | 8.8755 | 8.9405 | 9.0056 | 0.945 | 2.7 | 1 | 1 | 3.17 | 4.155 | 189
Brayton Point_IC2 | oil | NEMA | 2.7 | 10.7864 | 8.8755 | 8.9405 | 9.0056 | 0.945 | 2.7 | 1 | 1 | 3.17 | 4.155 | 189
Brayton Point_IC3 | oil | NEMA | 2.7 | 10.7864 | 8.8755 | 8.9405 | 9.0056 | 0.945 | 2.7 | 1 | 1 | 3.17 | 4.155 | 189
Brayton Point_IC4 | oil | NEMA | 2.7 | 10.7864 | 8.8755 | 8.9405 | 9.0056 | 0.945 | 2.7 | 1 | 1 | 3.17 | 4.155 | 189
Commercial Street_2 | oil | NEMA | 1.1 | 12.2546 | 10.3437 | 10.4087 | 10.4738 | 0.385 | 1.1 | 1 | 1 | 3.17 | 1.6928 | 77
Deer Island Treatment Plant_G101 | oil | NEMA | 26 | 6.2944 | 4.3835 | 4.4485 | 4.5136 | 9.1 | 26 | 1 | 1 | 3.17 | 40.0113 | 1820
Deer Island Treatment Plant_G201 | oil | NEMA | 26 | 6.2944 | 4.3835 | 4.4485 | 4.5136 | 9.1 | 26 | 1 | 1 | 3.17 | 40.0113 | 1820
Exelon Edgar LLC_GT1 | oil | NEMA | 14.2 | 14.1566 | 12.2457 | 12.3107 | 12.3758 | 4.97 | 14.2 | 1 | 1 | 3.17 | 21.8524 | 994
Exelon Edgar LLC_GT2 | oil | NEMA | 14.2 | 14.1566 | 12.2457 | 12.3107 | 12.3758 | 4.97 | 14.2 | 1 | 1 | 3.17 | 21.8524 | 994
Exelon Framingham LLC_GT1 | oil | NEMA | 14.2 | 14.1566 | 12.2457 | 12.3107 | 12.3758 | 4.97 | 14.2 | 1 | 1 | 3.17 | 21.8524 | 994
Exelon Framingham LLC_GT2 | oil | NEMA | 14.2 | 14.1566 | 12.2457 | 12.3107 | 12.3758 | 4.97 | 14.2 | 1 | 1 | 3.17 | 21.8524 | 994
Exelon Framingham LLC_GT3 | oil | NEMA | 14.2 | 14.1566 | 12.2457 | 12.3107 | 12.3758 | 4.97 | 14.2 | 1 | 1 | 3.17 | 21.8524 | 994
Exelon L Street_GT1 | oil | NEMA | 18.6 | 21.5234 | 19.6125 | 19.6775 | 19.7425 | 6.51 | 18.6 | 1 | 1 | 3.17 | 28.6235 | 1302
Exelon Medway LLC_GT1 | oil | NEMA | 45 | 18.8983 | 16.9874 | 17.0524 | 17.1175 | 15.75 | 45 | 1 | 1 | 3.17 | 69.2504 | 3150
Exelon Medway LLC_GT2 | oil | NEMA | 45 | 18.8983 | 16.9874 | 17.0524 | 17.1175 | 15.75 | 45 | 1 | 1 | 3.17 | 69.2504 | 3150
Exelon Medway LLC_GT3 | oil | NEMA | 45 | 18.8983 | 16.9874 | 17.0524 | 17.1175 | 15.75 | 45 | 1 | 1 | 3.17 | 69.2504 | 3150
Framingham State University Plant_HA | oil | NEMA | 0.2 | 17.3637 | 15.4528 | 15.5179 | 15.5829 | 0.07 | 0.2 | 1 | 1 | 3.17 | 0.30778 | 14
Framingham State University Plant_LIB | oil | NEMA | 0.3 | 17.3637 | 15.4528 | 15.5179 | 15.5829 | 0.105 | 0.3 | 1 | 1 | 3.17 | 0.46167 | 21
Framingham State University Plant_MSC2 | oil | NEMA | 0.2 | 17.3637 | 15.4528 | 15.5179 | 15.5829 | 0.07 | 0.2 | 1 | 1 | 3.17 | 0.30778 | 14
Framingham State University Plant_NORTH | oil | NEMA | 0.2 | 17.3637 | 15.4528 | 15.5179 | 15.5829 | 0.07 | 0.2 | 1 | 1 | 3.17 | 0.30778 | 14
Framingham State University Plant_OC | oil | NEMA | 0.1 | 17.3637 | 15.4528 | 15.5179 | 15.5829 | 0.035 | 0.1 | 1 | 1 | 3.17 | 0.15389 | 7
Framingham State University Plant_PP | oil | NEMA | 0.4 | 17.3637 | 15.4528 | 15.5179 | 15.5829 | 0.14 | 0.4 | 1 | 1 | 3.17 | 0.61556 | 28
Framingham State University Plant_TOW1 | oil | NEMA | 0.2 | 17.3637 | 15.4528 | 15.5179 | 15.5829 | 0.07 | 0.2 | 1 | 1 | 3.17 | 0.30778 | 14
Framingham State University Plant_TOW2 | oil | NEMA | 0.4 | 17.3637 | 15.4528 | 15.5179 | 15.5829 | 0.14 | 0.4 | 1 | 1 | 3.17 | 0.61556 | 28
Framingham State University Plant_WEST | oil | NEMA | 0.2 | 17.3637 | 15.4528 | 15.5179 | 15.5829 | 0.07 | 0.2 | 1 | 1 | 3.17 | 0.30778 | 14
Gillette SBMC_DG | oil | NEMA | 0.5 | 4.8663 | 2.9554 | 3.0205 | 3.0855 | 0.175 | 0.5 | 1 | 1 | 3.17 | 0.76945 | 35
Gillette SBMC_DG2 | oil | NEMA | 0.5 | 4.8663 | 2.9554 | 3.0205 | 3.0855 | 0.175 | 0.5 | 1 | 1 | 3.17 | 0.76945 | 35
Gillette SBMC_DG3 | oil | NEMA | 1 | 4.8663 | 2.9554 | 3.0205 | 3.0855 | 0.35 | 1 | 1 | 1 | 3.17 | 1.5389 | 70
High Street Station_7 | oil | NEMA | 1.3 | 9.456 | 7.5451 | 7.6101 | 7.6751 | 0.455 | 1.3 | 1 | 1 | 3.17 | 2.0006 | 91
High Street Station_8 | oil | NEMA | 1.1 | 9.456 | 7.5451 | 7.6101 | 7.6751 | 0.385 | 1.1 | 1 | 1 | 3.17 | 1.6928 | 77
High Street Station_3 | oil | NEMA | 0.7 | 9.456 | 7.5451 | 7.6101 | 7.6751 | 0.245 | 0.7 | 1 | 1 | 3.17 | 1.0772 | 49
High Street Station_4 | oil | NEMA | 0.6 | 9.456 | 7.5451 | 7.6101 | 7.6751 | 0.21 | 0.6 | 1 | 1 | 3.17 | 0.92334 | 42
Kendall Square Station_JET1 | oil | NEMA | 20 | 5.6664 | 3.7555 | 3.8206 | 3.8856 | 7 | 20 | 1 | 1 | 3.17 | 30.778 | 1400
Kendall Square Station_JET2 | oil | NEMA | 20 | 5.6664 | 3.7555 | 3.8206 | 3.8856 | 7 | 20 | 1 | 1 | 3.17 | 30.778 | 1400
M Street Jet_NO.6 | oil | NEMA | 69 | 0 | -1.9109 | -1.8459 | -1.7808 | 24.15 | 69 | 1 | 1 | 3.17 | 106.184 | 4830
Medical Area Total Energy Plant_DEG1 | oil | NEMA | 6.8 | 5.404 | 3.4931 | 3.5581 | 3.6231 | 2.38 | 6.8 | 1 | 1 | 3.17 | 10.4645 | 476
Medical Area Total Energy Plant_DEG2 | oil | NEMA | 6.8 | 5.404 | 3.4931 | 3.5581 | 3.6231 | 2.38 | 6.8 | 1 | 1 | 3.17 | 10.4645 | 476
Medical Area Total Energy Plant_DEG3 | oil | NEMA | 6.8 | 5.404 | 3.4931 | 3.5581 | 3.6231 | 2.38 | 6.8 | 1 | 1 | 3.17 | 10.4645 | 476
Medical Area Total Energy Plant_DEG4 | oil | NEMA | 6.8 | 5.404 | 3.4931 | 3.5581 | 3.6231 | 2.38 | 6.8 | 1 | 1 | 3.17 | 10.4645 | 476
Medical Area Total Energy Plant_DEG5 | oil | NEMA | 6.8 | 5.404 | 3.4931 | 3.5581 | 3.6231 | 2.38 | 6.8 | 1 | 1 | 3.17 | 10.4645 | 476
Medical Area Total Energy Plant_DEG6 | oil | NEMA | 6.8 | 5.404 | 3.4931 | 3.5581 | 3.6231 | 2.38 | 6.8 | 1 | 1 | 3.17 | 10.4645 | 476
Mystic Generating Station_4 | oil | NEMA | 156.2 | 7.4801 | 5.5692 | 5.6342 | 5.6993 | 54.67 | 156.2 | 1 | 1 | 3.17 | 240.3759 | 10934
Mystic Generating Station_5 | oil | NEMA | 156.2 | 7.4801 | 5.5692 | 5.6342 | 5.6993 | 54.67 | 156.2 | 1 | 1 | 3.17 | 240.3759 | 10934
Mystic Generating Station_6 | oil | NEMA | 156.2 | 7.4801 | 5.5692 | 5.6342 | 5.6993 | 54.67 | 156.2 | 1 | 1 | 3.17 | 240.3759 | 10934
Potter Station 2_IC1 | oil | NEMA | 2.7 | 10.0285 | 8.1176 | 8.1826 | 8.2476 | 0.945 | 2.7 | 1 | 1 | 3.17 | 4.155 | 189
Potter Station 2_IC2 | oil | NEMA | 2.7 | 10.0285 | 8.1176 | 8.1826 | 8.2476 | 0.945 | 2.7 | 1 | 1 | 3.17 | 4.155 | 189
Wellesley College Central Utility Plant_SB1 | oil | NEMA | 3 | 6.6184 | 4.7075 | 4.7726 | 4.8376 | 1.05 | 3 | 1 | 1 | 3.17 | 4.6167 | 210
Wilkins Station_1 | oil | NEMA | 2.7 | 10.3182 | 8.4073 | 8.4723 | 8.5373 | 0.945 | 2.7 | 1 | 1 | 3.17 | 4.155 | 189
Wilkins Station_2 | oil | NEMA | 2.7 | 10.3182 | 8.4073 | 8.4723 | 8.5373 | 0.945 | 2.7 | 1 | 1 | 3.17 | 4.155 | 189
Merrimack_1 | coal | NH | 113.6 | 10.7466 | 11.6466 | 12.0466 | 12.4466 | 39.76 | 113.6 | 10 | 10 | 4.6 | 4.0114e-13 | 7952
Merrimack_2 | coal | NH | 345.6 | 10.7466 | 11.6466 | 12.0466 | 12.4466 | 120.96 | 300 | 10 | 10 | 4.6 | -4.0114e-13 | 24192
Schiller_4 | coal | NH | 50 | 15.5556 | 16.4556 | 16.8556 | 17.2556 | 17.5 | 50 | 10 | 10 | 4.6 | -2.6743e-13 | 3500
Schiller_6 | coal | NH | 50 | 15.5556 | 16.4556 | 16.8556 | 17.2556 | 17.5 | 50 | 10 | 10 | 4.6 | -2.6743e-13 | 3500
Essential Power Newington LLC_GT-1 | ngcc | NH | 185.6 | 7.4007 | 6.0124 | 6.2734 | 6.5343 | 74.24 | 185.6 | 3 | 3 | 2 | 231.1342 | 12992
Essential Power Newington LLC_GT-2 | ngcc | NH | 185.6 | 7.4007 | 6.0124 | 6.2734 | 6.5343 | 74.24 | 185.6 | 3 | 3 | 2 | 231.1342 | 12992
Granite Ridge_CT11 | ngcc | NH | 260 | 7.1846 | 5.7963 | 6.0572 | 6.3182 | 104 | 260 | 2 | 2 | 2 | 323.7872 | 18200
Granite Ridge_CT12 | ngcc | NH | 260 | 7.1846 | 5.7963 | 6.0572 | 6.3182 | 104 | 260 | 2 | 2 | 2 | 323.7872 | 18200
Hampton Facility_GEN8 | ngct | NH | 5 | 6.0863 | 4.1754 | 4.2405 | 4.3055 | 1.75 | 5 | 1 | 1 | 3.17 | 7.6945 | 350
Newington_1 | ngct | NH | 414 | 14.1373 | 12.2265 | 12.2915 | 12.3565 | 144.9 | 414 | 1 | 1 | 3.17 | 637.1038 | 28980
Essential Power Newington LLC_ST | ngst | NH | 234.3 | 7.4007 | 5.5886 | 6.2936 | 6.9985 | 93.72 | 234.3 | 6 | 6 | 2 | 396.3888 | 16401
Granite Ridge_STG | ngst | NH | 270 | 7.1846 | 5.3725 | 6.0774 | 6.7824 | 108 | 270 | 6 | 6 | 2 | 456.786 | 18900
Crotched Mountain Rehabilitation Center_GEN1 | oil | NH | 0.7 | 3.6904 | 1.7795 | 1.8446 | 1.9096 | 0.245 | 0.7 | 1 | 1 | 3.17 | 1.0772 | 49
Crotched Mountain Rehabilitation Center_GEN2 | oil | NH | 0.7 | 3.6904 | 1.7795 | 1.8446 | 1.9096 | 0.245 | 0.7 | 1 | 1 | 3.17 | 1.0772 | 49
Crotched Mountain Rehabilitation Center_GEN3 | oil | NH | 0.7 | 3.6904 | 1.7795 | 1.8446 | 1.9096 | 0.245 | 0.7 | 1 | 1 | 3.17 | 1.0772 | 49
Dartmouth College Heating Plant_GEN1 | oil | NH | 2 | 5.7547 | 3.8438 | 3.9088 | 3.9739 | 0.7 | 2 | 1 | 1 | 3.17 | 3.0778 | 140
Dartmouth College Heating Plant_GEN2 | oil | NH | 2 | 5.7547 | 3.8438 | 3.9088 | 3.9739 | 0.7 | 2 | 1 | 1 | 3.17 | 3.0778 | 140
Dartmouth College Heating Plant_GEN3 | oil | NH | 3 | 5.7547 | 3.8438 | 3.9088 | 3.9739 | 1.05 | 3 | 1 | 1 | 3.17 | 4.6167 | 210
Hampton Facility_GEN1 | oil | NH | 0.5 | 6.0863 | 4.1754 | 4.2405 | 4.3055 | 0.175 | 0.5 | 1 | 1 | 3.17 | 0.76945 | 35
Hampton Facility_GEN2 | oil | NH | 0.5 | 6.0863 | 4.1754 | 4.2405 | 4.3055 | 0.175 | 0.5 | 1 | 1 | 3.17 | 0.76945 | 35
Hampton Facility_GEN3 | oil | NH | 0.7 | 6.0863 | 4.1754 | 4.2405 | 4.3055 | 0.245 | 0.7 | 1 | 1 | 3.17 | 1.0772 | 49
Hampton Facility_GEN4 | oil | NH | 0.7 | 6.0863 | 4.1754 | 4.2405 | 4.3055 | 0.245 | 0.7 | 1 | 1 | 3.17 | 1.0772 | 49
Hampton Facility_GEN5 | oil | NH | 0.7 | 6.0863 | 4.1754 | 4.2405 | 4.3055 | 0.245 | 0.7 | 1 | 1 | 3.17 | 1.0772 | 49
Hampton Facility_GEN6 | oil | NH | 0.7 | 6.0863 | 4.1754 | 4.2405 | 4.3055 | 0.245 | 0.7 | 1 | 1 | 3.17 | 1.0772 | 49
Lost Nation_GT1 | oil | NH | 18 | 22.6513 | 20.7404 | 20.8055 | 20.8705 | 6.3 | 18 | 1 | 1 | 3.17 | 27.7002 | 1260
Merrimack_GT1 | oil | NH | 18.6 | 10.7466 | 8.8357 | 8.9007 | 8.9657 | 6.51 | 18.6 | 1 | 1 | 3.17 | 28.6235 | 1302
Merrimack_GT2 | oil | NH | 18.6 | 10.7466 | 8.8357 | 8.9007 | 8.9657 | 6.51 | 18.6 | 1 | 1 | 3.17 | 28.6235 | 1302
Plymouth State College Cogeneration_A | oil | NH | 1.2 | 0 | 8.9704 | 9.0354 | 9.1005 | 0.42 | 1.2 | 1 | 1 | 3.17 | 1.8467 | 84
Plymouth State College Cogeneration_B | oil | NH | 1.6 | 0 | 8.9704 | 9.0354 | 9.1005 | 0.56 | 1.6 | 1 | 1 | 3.17 | 2.4622 | 112
Schiller_GT1 | oil | NH | 21.2 | 15.5556 | 13.6448 | 13.7098 | 13.7748 | 7.42 | 21.2 | 1 | 1 | 3.17 | 32.6246 | 1484
White Lake_GT1 | oil | NH | 18.6 | 21.142 | 19.2312 | 19.2962 | 19.3612 | 6.51 | 18.6 | 1 | 1 | 3.17 | 28.6235 | 1302
Manchester Street_G10A | ngcc | RI | 125 | 7.9126 | 6.5243 | 6.7853 | 7.0462 | 50 | 125 | 4 | 4 | 2 | 155.6669 | 8750
Manchester Street_G11A | ngcc | RI | 125 | 7.9126 | 6.5243 | 6.7853 | 7.0462 | 50 | 125 | 4 | 4 | 2 | 155.6669 | 8750
Manchester Street_GE9A | ngcc | RI | 125 | 7.9126 | 6.5243 | 6.7853 | 7.0462 | 50 | 125 | 4 | 4 | 2 | 155.6669 | 8750
Ocean State Power_GEN1 | ngcc | RI | 82.8 | 8.4461 | 7.0578 | 7.3187 | 7.5797 | 33.12 | 82.8 | 5 | 5 | 2 | 103.1138 | 5796
Ocean State Power_GEN2 | ngcc | RI | 82.8 | 8.4461 | 7.0578 | 7.3187 | 7.5797 | 33.12 | 82.8 | 5 | 5 | 2 | 103.1138 | 5796
Ocean State Power II_GEN1 | ngcc | RI | 82.8 | 9.7619 | 8.3736 | 8.6345 | 8.8955 | 33.12 | 82.8 | 5 | 5 | 2 | 103.1138 | 5796
Ocean State Power II_GEN2 | ngcc | RI | 82.8 | 9.7619 | 8.3736 | 8.6345 | 8.8955 | 33.12 | 82.8 | 5 | 5 | 2 | 103.1138 | 5796
Pawtucket Power Associates_GEN1 | ngcc | RI | 41.8 | 9.2351 | 7.8468 | 8.1077 | 8.3687 | 16.72 | 41.8 | 5 | 5 | 2 | 52.055 | 2926
Rhode Island State Energy Center_CTG1 | ngcc | RI | 196 | 7.0301 | 5.6418 | 5.9028 | 6.1637 | 78.4 | 196 | 2 | 2 | 2 | 244.0857 | 13720
Rhode Island State Energy Center_CTG2 | ngcc | RI | 196 | 7.0301 | 5.6418 | 5.9028 | 6.1637 | 78.4 | 196 | 2 | 2 | 2 | 244.0857 | 13720
Tiverton Power Plant_UNT1 | ngcc | RI | 179.3 | 7.3294 | 5.9411 | 6.202 | 6.463 | 71.72 | 179.3 | 3 | 3 | 2 | 223.2886 | 12551
Tiverton Power Plant_UNT3 | ngcc | RI | 179.3 | 7.3294 | 5.9411 | 6.202 | 6.463 | 71.72 | 179.3 | 3 | 3 | 2 | 223.2886 | 12551
Central Power Plant_GEN7 | ngct | RI | 2 | 4.1728 | 2.2619 | 2.3269 | 2.392 | 0.7 | 2 | 1 | 1 | 3.17 | 3.0778 | 140
Orbit Energy RI_1 | ngct | RI | 3.2 | 0 | 2.2619 | 2.3269 | 2.392 | 1.12 | 3.2 | 1 | 1 | 3.17 | 4.9245 | 224
Rhode Island Hospital_GEN2 | ngct | RI | 1.7 | 5.6366 | 3.7257 | 3.7907 | 3.8557 | 0.595 | 1.7 | 1 | 1 | 3.17 | 2.6161 | 119
Rhode Island Hospital_GEN4 | ngct | RI | 1.7 | 5.6366 | 3.7257 | 3.7907 | 3.8557 | 0.595 | 1.7 | 1 | 1 | 3.17 | 2.6161 | 119
Rhode Island Hospital_NEW1 | ngct | RI | 3.5 | 5.6366 | 3.7257 | 3.7907 | 3.8557 | 1.225 | 3.5 | 1 | 1 | 3.17 | 5.3861 | 245
Rhode Island Hospital_NEW3 | ngct | RI | 3.5 | 5.6366 | 3.7257 | 3.7907 | 3.8557 | 1.225 | 3.5 | 1 | 1 | 3.17 | 5.3861 | 245
Manchester Street_GE10 | ngst | RI | 48 | 7.9126 | 6.1005 | 6.8055 | 7.5104 | 19.2 | 48 | 6 | 6 | 2 | 81.2064 | 3360
Manchester Street_GE11 | ngst | RI | 46 | 7.9126 | 6.1005 | 6.8055 | 7.5104 | 18.4 | 46 | 4 | 4 | 2 | 77.8228 | 3220
Manchester Street_GEN9 | ngst | RI | 46 | 7.9126 | 6.1005 | 6.8055 | 7.5104 | 18.4 | 46 | 6 | 6 | 2 | 77.8228 | 3220
Ocean State Power_GEN3 | ngst | RI | 88.6 | 8.4461 | 6.634 | 7.3389 | 8.0439 | 35.44 | 88.6 | 6 | 6 | 2 | 149.8935 | 6202
Ocean State Power II_GEN3 | ngst | RI | 88.6 | 9.7619 | 7.9498 | 8.6548 | 9.3597 | 35.44 | 88.6 | 6 | 6 | 2 | 149.8935 | 6202
Pawtucket Power Associates_GEN2 | ngst | RI | 27 | 9.2351 | 7.423 | 8.1279 | 8.8329 | 10.8 | 27 | 6 | 6 | 2 | 45.6786 | 1890
Rhode Island State Energy Center_STG1 | ngst | RI | 204 | 7.0301 | 5.218 | 5.923 | 6.6279 | 81.6 | 204 | 6 | 6 | 2 | 345.1272 | 14280
Tiverton Power Plant_UNT2 | ngst | RI | 93.2 | 7.3294 | 5.5173 | 6.2222 | 6.9272 | 37.28 | 93.2 | 6 | 6 | 2 | 157.6758 | 6524
Tiverton Power Plant_UNT4 | ngst | RI | 93.2 | 7.3294 | 5.5173 | 6.2222 | 6.9272 | 37.28 | 93.2 | 6 | 6 | 2 | 157.6758 | 6524
Block Island_23 | oil | RI | 1.2 | 10.8813 | 8.9704 | 9.0354 | 9.1005 | 0.42 | 1.2 | 1 | 1 | 3.17 | 1.8467 | 84
Block Island_24 | oil | RI | 1.6 | 10.8813 | 8.9704 | 9.0354 | 9.1005 | 0.56 | 1.6 | 1 | 1 | 3.17 | 2.4622 | 112
Block Island_25 | oil | RI | 1.8 | 10.8813 | 8.9704 | 9.0354 | 9.1005 | 0.63 | 1.8 | 1 | 1 | 3.17 | 2.77 | 126
Block Island_26 | oil | RI | 1.8 | 10.8813 | 8.9704 | 9.0354 | 9.1005 | 0.63 | 1.8 | 1 | 1 | 3.17 | 2.77 | 126
Block Island_11 | oil | RI | 1 | 10.8813 | 8.9704 | 9.0354 | 9.1005 | 0.35 | 1 | 1 | 1 | 3.17 | 1.5389 | 70
Block Island_19 | oil | RI | 1.1 | 10.8813 | 8.9704 | 9.0354 | 9.1005 | 0.385 | 1.1 | 1 | 1 | 3.17 | 1.6928 | 77
Block Island_21 | oil | RI | 1.6 | 10.8813 | 8.9704 | 9.0354 | 9.1005 | 0.56 | 1.6 | 1 | 1 | 3.17 | 2.4622 | 112
Block Island_22 | oil | RI | 1.3 | 10.8813 | 8.9704 | 9.0354 | 9.1005 | 0.455 | 1.3 | 1 | 1 | 3.17 | 2.0006 | 91
Central Power Plant_GEN3 | oil | RI | 2 | 4.1728 | 2.2619 | 2.3269 | 2.392 | 0.7 | 2 | 1 | 1 | 3.17 | 3.0778 | 140
Central Power Plant_GEN4 | oil | RI | 2 | 4.1728 | 2.2619 | 2.3269 | 2.392 | 0.7 | 2 | 1 | 1 | 3.17 | 3.0778 | 140
Central Power Plant_GEN5 | oil | RI | 3 | 4.1728 | 2.2619 | 2.3269 | 2.392 | 1.05 | 3 | 1 | 1 | 3.17 | 4.6167 | 210
Central Power Plant_GEN6 | oil | RI | 3 | 4.1728 | 2.2619 | 2.3269 | 2.392 | 1.05 | 3 | 1 | 1 | 3.17 | 4.6167 | 210
Central Power Plant_GEN1 | oil | RI | 0.7 | 4.1728 | 2.2619 | 2.3269 | 2.392 | 0.245 | 0.7 | 1 | 1 | 3.17 | 1.0772 | 49
Salem Harbor_1 | coal | SEMA | 81.9 | 10.7466 | 11.6466 | 12.0466 | 12.4466 | 28.665 | 81.9 | 10 | 10 | 4.6 | -3.3428e-14 | 5733
Salem Harbor_2 | coal | SEMA | 82 | 10.7466 | 11.6466 | 12.0466 | 12.4466 | 28.7 | 82 | 10 | 10 | 4.6 | 4.68e-13 | 5740
Salem Harbor_3 | coal | SEMA | 165.7 | 10.7466 | 11.6466 | 12.0466 | 12.4466 | 57.995 | 165.7 | 10 | 10 | 4.6 | 8.6913e-13 | 11599
Bellingham Cogeneration Facility_CT1 | ngcc | SEMA | 128.7 | 8.4661 | 7.0778 | 7.3387 | 7.5997 | 51.48 | 128.7 | 5 | 5 | 2 | 160.2747 | 9009
Bellingham Cogeneration Facility_CT2 | ngcc | SEMA | 128.7 | 8.4661 | 7.0778 | 7.3387 | 7.5997 | 51.48 | 128.7 | 5 | 5 | 2 | 160.2747 | 9009
Cleary Flood_9A | ngcc | SEMA | 23 | 11.7493 | 10.361 | 10.6219 | 10.8829 | 9.2 | 23 | 6 | 6 | 2 | 28.6427 | 1610
Dartmouth Power Associates LP_GEN1 | ngcc | SEMA | 45 | 8.8497 | 7.4614 | 7.7223 | 7.9833 | 18 | 45 | 5 | 5 | 2 | 56.0401 | 3150
Dighton Power Plant_UNT1 | ngcc | SEMA | 200 | 7.9582 | 6.5699 | 6.8308 | 7.0918 | 80 | 200 | 4 | 4 | 2 | 249.0671 | 14000
Fore River Generating Station_GT11 | ngcc | SEMA | 278.6 | 7.2646 | 5.8763 | 6.1372 | 6.3982 | 111.44 | 278.6 | 2 | 2 | 2 | 346.9504 | 19502
Fore River Generating Station_GT12 | ngcc | SEMA | 278.6 | 7.2646 | 5.8763 | 6.1372 | 6.3982 | 111.44 | 278.6 | 2 | 2 | 2 | 346.9504 | 19502
Milford Power LP_GT-1 | ngcc | SEMA | 128.9 | 8.5741 | 7.1858 | 7.4468 | 7.7077 | 51.56 | 128.9 | 5 | 5 | 2 | 160.5237 | 9023
Salem Harbor Station NGCC_3 | ngcc | SEMA | 240.7 | 8.4661 | 7.0778 | 7.3387 | 7.5997 | 96.28 | 240.7 | 1 | 1 | 2 | 299.7522 | 16849
Salem Harbor Station NGCC_4 | ngcc | SEMA | 240.7 | 8.4661 | 7.0778 | 7.3387 | 7.5997 | 96.28 | 240.7 | 1 | 1 | 2 | 299.7522 | 16849
Canal_3 | ngct | SEMA | 330 | 12.7211 | 10.8102 | 10.8752 | 10.9402 | 115.5 | 330 | 1 | 1 | 3.17 | 507.8363 | 23100
Canal_UN2R | ngct | SEMA | 330 | 12.7211 | 10.8102 | 10.8752 | 10.9402 | 115.5 | 330 | 1 | 1 | 3.17 | 507.8363 | 23100
Dartmouth Power Associates LP_GEN3 | ngct | SEMA | 24.7 | 8.8497 | 6.9388 | 7.0038 | 7.0689 | 8.645 | 24.7 | 1 | 1 | 3.17 | 38.0108 | 1729
Mansfield_GEN1 | ngct | SEMA | 1 | 0 | -1.9109 | -1.8459 | -1.7808 | 0.35 | 1 | 1 | 1 | 3.17 | 1.5389 | 70
Mansfield_GEN2 | ngct | SEMA | 1 | 0 | -1.9109 | -1.8459 | -1.7808 | 0.35 | 1 | 1 | 1 | 3.17 | 1.5389 | 70
Mansfield_GEN3 | ngct | SEMA | 1 | 0 | -1.9109 | -1.8459 | -1.7808 | 0.35 | 1 | 1 | 1 | 3.17 | 1.5389 | 70
Bellingham Cogeneration Facility_ST1 | ngst | SEMA | 128.7 | 8.4661 | 6.654 | 7.3589 | 8.0639 | 51.48 | 128.7 | 6 | 6 | 2 | 217.7347 | 9009
Cleary Flood_CA9 | ngst | SEMA | 95 | 11.7493 | 9.9372 | 10.6421 | 11.3471 | 38 | 95 | 6 | 6 | 2 | 160.721 | 6650
Dartmouth Power Associates LP_GEN2 | ngst | SEMA | 32 | 8.8497 | 7.0376 | 7.7425 | 8.4475 | 12.8 | 32 | 6 | 6 | 2 | 54.1376 | 2240
Fore River Generating Station_ST15 | ngst | SEMA | 315 | 7.2646 | 5.4525 | 6.1575 | 6.8624 | 126 | 315 | 6 | 6 | 2 | 532.917 | 22050
Milford Power LP_ST-1 | ngst | SEMA | 49.1 | 8.5741 | 6.762 | 7.467 | 8.1719 | 19.64 | 49.1 | 6 | 6 | 2 | 83.0674 | 3437
Salem Harbor Station NGCC_1 | ngst | SEMA | 158.4 | 8.4661 | 6.654 | 7.3589 | 8.0639 | 63.36 | 158.4 | 6 | 6 | 2 | 267.9811 | 11088
Salem Harbor Station NGCC_2 | ngst | SEMA | 158.4 | 8.4661 | 6.654 | 7.3589 | 8.0639 | 63.36 | 158.4 | 6 | 6 | 2 | 267.9811 | 11088
Canal_1 | oil | SEMA | 585 | 12.7211 | 10.8102 | 10.8752 | 10.9402 | 204.75 | 585 | 1 | 1 | 3.17 | 900.2553 | 40950
Canal_2 | oil | SEMA | 580 | 12.7211 | 10.8102 | 10.8752 | 10.9402 | 203 | 580 | 1 | 1 | 3.17 | 892.5608 | 40600
Cherry Street_10 | oil | SEMA | 2.2 | 12.2546 | 10.3437 | 10.4087 | 10.4738 | 0.77 | 2.2 | 1 | 1 | 3.17 | 3.3856 | 154
Cherry Street_11 | oil | SEMA | 2.2 | 12.2546 | 10.3437 | 10.4087 | 10.4738 | 0.77 | 2.2 | 1 | 1 | 3.17 | 3.3856 | 154
Cherry Street_12 | oil | SEMA | 5.6 | 12.2546 | 10.3437 | 10.4087 | 10.4738 | 1.96 | 5.6 | 1 | 1 | 3.17 | 8.6178 | 392
Cherry Street_7 | oil | SEMA | 3.3 | 12.2546 | 10.3437 | 10.4087 | 10.4738 | 1.155 | 3.3 | 1 | 1 | 3.17 | 5.0784 | 231
Cherry Street_8 | oil | SEMA | 4 | 12.2546 | 10.3437 | 10.4087 | 10.4738 | 1.4 | 4 | 1 | 1 | 3.17 | 6.1556 | 280
Cherry Street_9 | oil | SEMA | 3 | 12.2546 | 10.3437 | 10.4087 | 10.4738 | 1.05 | 3 | 1 | 1 | 3.17 | 4.6167 | 210
Cleary Flood_8 | oil | SEMA | 28.3 | 11.7493 | 9.8384 | 9.9034 | 9.9685 | 9.905 | 28.3 | 1 | 1 | 3.17 | 43.5508 | 1981
Front Street_1 | oil | SEMA | 2.7 | 10.4309 | 8.52 | 8.585 | 8.65 | 0.945 | 2.7 | 1 | 1 | 3.17 | 4.155 | 189
Front Street_2 | oil | SEMA | 2.7 | 10.4309 | 8.52 | 8.585 | 8.65 | 0.945 | 2.7 | 1 | 1 | 3.17 | 4.155 | 189
Front Street_3 | oil | SEMA | 2.7 | 10.4309 | 8.52 | 8.585 | 8.65 | 0.945 | 2.7 | 1 | 1 | 3.17 | 4.155 | 189
Nantucket_12 | oil | SEMA | 3.7 | 15.7423 | 13.8314 | 13.8964 | 13.9614 | 1.295 | 3.7 | 1 | 1 | 3.17 | 5.6939 | 259
Nantucket_13 | oil | SEMA | 3.7 | 15.7423 | 13.8314 | 13.8964 | 13.9614 | 1.295 | 3.7 | 1 | 1 | 3.17 | 5.6939 | 259
Nantucket_10 | oil | SEMA | 1.2 | 15.7423 | 13.8314 | 13.8964 | 13.9614 | 0.42 | 1.2 | 1 | 1 | 3.17 | 1.8467 | 84
Nantucket_11 | oil | SEMA | 1.2 | 15.7423 | 13.8314 | 13.8964 | 13.9614 | 0.42 | 1.2 | 1 | 1 | 3.17 | 1.8467 | 84
Nantucket_14 | oil | SEMA | 2.5 | 15.7423 | 13.8314 | 13.8964 | 13.9614 | 0.875 | 2.5 | 1 | 1 | 3.17 | 3.8472 | 175
Nantucket_15 | oil | SEMA | 2.5 | 15.7423 | 13.8314 | 13.8964 | 13.9614 | 0.875 | 2.5 | 1 | 1 | 3.17 | 3.8472 | 175
Nantucket_16 | oil | SEMA | 2.5 | 15.7423 | 13.8314 | 13.8964 | 13.9614 | 0.875 | 2.5 | 1 | 1 | 3.17 | 3.8472 | 175
Nantucket_17 | oil | SEMA | 2.5 | 15.7423 | 13.8314 | 13.8964 | 13.9614 | 0.875 | 2.5 | 1 | 1 | 3.17 | 3.8472 | 175
Oak Bluffs Diesel Generating Facility_UN1 | oil | SEMA | 2.7 | 10.3023 | 8.3914 | 8.4565 | 8.5215 | 0.945 | 2.7 | 1 | 1 | 3.17 | 4.155 | 189
Oak Bluffs Diesel Generating Facility_UN2 | oil | SEMA | 2.7 | 10.3023 | 8.3914 | 8.4565 | 8.5215 | 0.945 | 2.7 | 1 | 1 | 3.17 | 4.155 | 189
Oak Bluffs Diesel Generating Facility_UN3 | oil | SEMA | 2.7 | 10.3023 | 8.3914 | 8.4565 | 8.5215 | 0.945 | 2.7 | 1 | 1 | 3.17 | 4.155 | 189
Salem Harbor_4 | oil | SEMA | 475.5 | 10.7466 | 8.8357 | 8.9007 | 8.9657 | 166.425 | 475.5 | 1 | 1 | 3.17 | 731.746 | 33285
West Tisbury Generating Facility_UN1 | oil | SEMA | 2.7 | 17.8 | 15.8891 | 15.9541 | 16.0192 | 0.945 | 2.7 | 1 | 1 | 3.17 | 4.155 | 189
West Tisbury Generating Facility_UN2 | oil | SEMA | 2.7 | 17.8 | 15.8891 | 15.9541 | 16.0192 | 0.945 | 2.7 | 1 | 1 | 3.17 | 4.155 | 189
Ascutney_GT4 | oil | VT | 13.2 | 28.2821 | 26.3712 | 26.4362 | 26.5012 | 4.62 | 13.2 | 1 | 1 | 3.17 | 20.3135 | 924
Berlin 5_GT1 | oil | VT | 41.8 | 16.9821 | 15.0712 | 15.1362 | 15.2013 | 14.63 | 41.8 | 1 | 1 | 3.17 | 64.3259 | 2926
Burlington GT_GT1 | oil | VT | 25.5 | 0 | 8.4073 | 8.4723 | 8.5373 | 8.925 | 25.5 | 1 | 1 | 3.17 | 39.2419 | 1785
Colchester 16_GT1 | oil | VT | 18 | 20.3664 | 18.4555 | 18.5205 | 18.5856 | 6.3 | 18 | 1 | 1 | 3.17 | 27.7002 | 1260
Essex Junction 19_IC-5 | oil | VT | 2 | 10.2251 | 8.3142 | 8.3793 | 8.4443 | 0.7 | 2 | 1 | 1 | 3.17 | 3.0778 | 140
Essex Junction 19_IC-6 | oil | VT | 2 | 10.2251 | 8.3142 | 8.3793 | 8.4443 | 0.7 | 2 | 1 | 1 | 3.17 | 3.0778 | 140
Essex Junction 19_IC-7 | oil | VT | 2 | 10.2251 | 8.3142 | 8.3793 | 8.4443 | 0.7 | 2 | 1 | 1 | 3.17 | 3.0778 | 140
Essex Junction 19_IC-8 | oil | VT | 2 | 10.2251 | 8.3142 | 8.3793 | 8.4443 | 0.7 | 2 | 1 | 1 | 3.17 | 3.0778 | 140
Essex Junction 19_IC5 | oil | VT | 1 | 10.2251 | 8.3142 | 8.3793 | 8.4443 | 0.35 | 1 | 1 | 1 | 3.17 | 1.5389 | 70
Essex Junction 19_IC6 | oil | VT | 1 | 10.2251 | 8.3142 | 8.3793 | 8.4443 | 0.35 | 1 | 1 | 1 | 3.17 | 1.5389 | 70
Essex Junction 19_IC7 | oil | VT | 1 | 10.2251 | 8.3142 | 8.3793 | 8.4443 | 0.35 | 1 | 1 | 1 | 3.17 | 1.5389 | 70
Essex Junction 19_IC8 | oil | VT | 1 | 10.2251 | 8.3142 | 8.3793 | 8.4443 | 0.35 | 1 | 1 | 1 | 3.17 | 1.5389 | 70
Florence_1 | oil | VT | 4.6 | 4.1728 | 2.2619 | 2.3269 | 2.392 | 1.61 | 4.6 | 1 | 1 | 3.17 | 7.0789 | 322
Florence_2 | oil | VT | 4.6 | 4.1728 | 2.2619 | 2.3269 | 2.392 | 1.61 | 4.6 | 1 | 1 | 3.17 | 7.0789 | 322
Newport Diesels_10 | oil | VT | 1.1 | 10.8813 | 8.9704 | 9.0354 | 9.1005 | 0.385 | 1.1 | 1 | 1 | 3.17 | 1.6928 | 77
Newport Diesels_4 | oil | VT | 0.9 | 10.8813 | 8.9704 | 9.0354 | 9.1005 | 0.315 | 0.9 | 1 | 1 | 3.17 | 1.385 | 63
Newport Diesels_5 | oil | VT | 0.9 | 10.8813 | 8.9704 | 9.0354 | 9.1005 | 0.315 | 0.9 | 1 | 1 | 3.17 | 1.385 | 63
Newport Diesels_6 | oil | VT | 0.9 | 10.8813 | 8.9704 | 9.0354 | 9.1005 | 0.315 | 0.9 | 1 | 1 | 3.17 | 1.385 | 63
Newport Diesels_7 | oil | VT | 0.9 | 10.8813 | 8.9704 | 9.0354 | 9.1005 | 0.315 | 0.9 | 1 | 1 | 3.17 | 1.385 | 63
Newport Diesels_8 | oil | VT | 1.1 | 10.8813 | 8.9704 | 9.0354 | 9.1005 | 0.385 | 1.1 | 1 | 1 | 3.17 | 1.6928 | 77
Newport Diesels_9 | oil | VT | 1.1 | 10.8813 | 8.9704 | 9.0354 | 9.1005 | 0.385 | 1.1 | 1 | 1 | 3.17 | 1.6928 | 77
Rutland_GT5 | oil | VT | 13.2 | 21.8032 | 19.8923 | 19.9573 | 20.0224 | 4.62 | 13.2 | 1 | 1 | 3.17 | 20.3135 | 924
Vergennes 9_5 | oil | VT | 2 | 10.8537 | 8.9429 | 9.0079 | 9.0729 | 0.7 | 2 | 1 | 1 | 3.17 | 3.0778 | 140
Vergennes 9_6 | oil | VT | 2 | 10.8537 | 8.9429 | 9.0079 | 9.0729 | 0.7 | 2 | 1 | 1 | 3.17 | 3.0778 | 140
West Charleston_IC3 | oil | VT | 1.4 | 10.8537 | 8.9429 | 9.0079 | 9.0729 | 0.49 | 1.4 | 1 | 1 | 3.17 | 2.1545 | 98
West Charleston_IC4 | oil | VT | 1.4 | 10.8537 | 8.9429 | 9.0079 | 9.0729 | 0.49 | 1.4 | 1 | 1 | 3.17 | 2.1545 | 98
Mount Tom_1 | coal | WCMA | 136 | 10.7466 | 11.6466 | 12.0466 | 12.4466 | 47.6 | 136 | 6 | 6 | 4.6 | 2.6743e-13 | 9520
ANP Bellingham Energy Project_U1 | ngcc | WCMA | 289 | 6.905 | 5.5167 | 5.7777 | 6.0386 | 115.6 | 289 | 3 | 3 | 2 | 359.9019 | 20230
ANP Bellingham Energy Project_U2 | ngcc | WCMA | 289 | 6.905 | 5.5167 | 5.7777 | 6.0386 | 115.6 | 289 | 3 | 3 | 2 | 359.9019 | 20230
ANP Blackstone Energy Project_U1 | ngcc | WCMA | 289 | 7.2738 | 5.8855 | 6.1464 | 6.4073 | 115.6 | 289 | 3 | 3 | 2 | 359.9019 | 20230
ANP Blackstone Energy Project_U2 | ngcc | WCMA | 289 | 7.2738 | 5.8855 | 6.1464 | 6.4073 | 115.6 | 289 | 3 | 3 | 2 | 359.9019 | 20230
Berkshire Power_GEN2 | ngcc | WCMA | 289 | 7.5183 | 6.13 | 6.391 | 6.6519 | 115.6 | 289 | 4 | 4 | 2 | 359.9019 | 20230
Masspower_GEN1 | ngcc | WCMA | 90 | 8.1136 | 6.7253 | 6.9863 | 7.2472 | 36 | 90 | 5 | 5 | 2 | 112.0802 | 6300
Masspower_GEN2 | ngcc | WCMA | 90 | 8.1136 | 6.7253 | 6.9863 | 7.2472 | 36 | 90 | 5 | 5 | 2 | 112.0802 | 6300
Millennium Power_CT01 | ngcc | WCMA | 230 | 7.0791 | 5.6908 | 5.9517 | 6.2126 | 92 | 230 | 3 | 3 | 2 | 286.4271 | 16100
Pittsfield Generating LP_GEN1 | ngcc | WCMA | 40.7 | 8.6231 | 7.2348 | 7.4957 | 7.7567 | 16.28 | 40.7 | 6 | 6 | 2 | 50.6851 | 2849
Pittsfield Generating LP_GEN2 | ngcc | WCMA | 40.7 | 8.6231 | 7.2348 | 7.4957 | 7.7567 | 16.28 | 40.7 | 6 | 6 | 2 | 50.6851 | 2849
Pittsfield Generating LP_GEN3 | ngcc | WCMA | 40.7 | 8.6231 | 7.2348 | 7.4957 | 7.7567 | 16.28 | 40.7 | 6 | 6 | 2 | 50.6851 | 2849
Stony Brook_3A | ngcc | WCMA | 302 | 9.5086 | 8.1203 | 8.3813 | 8.6422 | 120.8 | 302 | 6 | 6 | 2 | 376.0913 | 21140
Amherst College Co Gen_CTG | ngct | WCMA | 1.2 | 5.3337 | 3.4228 | 3.4878 | 3.5529 | 0.42 | 1.2 | 1 | 1 | 3.17 | 1.8467 | 84
Clark University_GEN2 | ngct | WCMA | 2 | 5.8596 | 3.9487 | 4.0137 | 4.0787 | 0.7 | 2 | 1 | 1 | 3.17 | 3.0778 | 140
Clark University_GEN1 | ngct | WCMA | 2 | 5.8596 | 3.9487 | 4.0137 | 4.0787 | 0.7 | 2 | 1 | 1 | 3.17 | 3.0778 | 140
Erving Paper Mills_2 | ngct | WCMA | 0.6 | 5.2136 | 3.3027 | 3.3677 | 3.4327 | 0.21 | 0.6 | 1 | 1 | 3.17 | 0.92334 | 42
Erving Paper Mills_3 | ngct | WCMA | 5.6 | 5.2136 | 3.3027 | 3.3677 | 3.4327 | 1.96 | 5.6 | 1 | 1 | 3.17 | 8.6178 | 392
Essential Power Massachusetts LLC_3 | ngct | WCMA | 113.6 | 8.1648 | 6.2539 | 6.3189 | 6.384 | 39.76 | 113.6 | 1 | 1 | 3.17 | 174.8188 | 7952
Essential Power Massachusetts LLC_GT-1 | ngct | WCMA | 60 | 9.3204 | 7.4095 | 7.4745 | 7.5395 | 21 | 60 | 1 | 1 | 3.17 | 92.3339 | 4200
Essential Power Massachusetts LLC_GT-2 | ngct | WCMA | 60 | 9.3204 | 7.4095 | 7.4745 | 7.5395 | 21 | 60 | 1 | 1 | 3.17 | 92.3339 | 4200
Indian Orchard Plant 1_TG | ngct | WCMA | 5.7 | 6.6499 | 4.739 | 4.8041 | 4.8691 | 1.995 | 5.7 | 1 | 1 | 3.17 | 8.7717 | 399
Newark America Mill_1 | ngct | WCMA | 6.3 | 5.5379 | 3.6271 | 3.6921 | 3.7571 | 2.205 | 6.3 | 1 | 1 | 3.17 | 9.6951 | 441
Norton Powerhouse_GEN1 | ngct | WCMA | 2.5 | 6.1868 | 4.276 | 4.341 | 4.406 | 0.875 | 2.5 | 1 | 1 | 3.17 | 3.8472 | 175
Norton Powerhouse_GEN2 | ngct | WCMA | 3.1 | 6.1868 | 4.276 | 4.341 | 4.406 | 1.085 | 3.1 | 1 | 1 | 3.17 | 4.7706 | 217
Simonds_GEN 1 | ngct | WCMA | 0.6 | 4.9065 | 2.9956 | 3.0607 | 3.1257 | 0.21 | 0.6 | 1 | 1 | 3.17 | 0.92334 | 42
Simonds_GEN 2 | ngct | WCMA | 0.6 | 4.9065 | 2.9956 | 3.0607 | 3.1257 | 0.21 | 0.6 | 1 | 1 | 3.17 | 0.92334 | 42
Simonds_GEN 3 | ngct | WCMA | 0.6 | 4.9065 | 2.9956 | 3.0607 | 3.1257 | 0.21 | 0.6 | 1 | 1 | 3.17 | 0.92334 | 42
Smith College Central Heating Plant_GT-1 | ngct | WCMA | 5.3 | 5.3698 | 3.4589 | 3.5239 | 3.589 | 1.855 | 5.3 | 1 | 1 | 3.17 | 8.1562 | 371
Williams College - Campus CHP_GEN2 | ngct | WCMA | 3 | 5.6394 | 3.7285 | 3.7935 | 3.8585 | 1.05 | 3 | 1 | 1 | 3.17 | 4.6167 | 210
Williams College - Campus CHP_GEN3 | ngct | WCMA | 1.2 | 5.6394 | 3.7285 | 3.7935 | 3.8585 | 0.42 | 1.2 | 1 | 1 | 3.17 | 1.8467 | 84
Amherst College Co Gen_STG | ngst | WCMA | 0.5 | 5.3337 | 3.5216 | 4.2265 | 4.9315 | 0.2 | 0.5 | 6 | 6 | 2 | 0.8459 | 35
Cabot Holyoke_6 | ngst | WCMA | 10 | 5.3882 | 3.5761 | 4.2811 | 4.986 | 4 | 10 | 6 | 6 | 2 | 16.918 | 700
Cabot Holyoke_8 | ngst | WCMA | 10 | 5.3882 | 3.5761 | 4.2811 | 4.986 | 4 | 10 | 6 | 6 | 2 | 16.918 | 700
Cabot Holyoke_9 | ngst | WCMA | 6 | 5.3074 | 3.4952 | 4.2002 | 4.9052 | 2.4 | 6 | 6 | 6 | 2 | 10.1508 | 420
Masspower_GEN3 | ngst | WCMA | 80.9 | 8.1136 | 6.3015 | 7.0065 | 7.7114 | 32.36 | 80.9 | 6 | 6 | 2 | 136.8666 | 5663
Millennium Power_ST01 | ngst | WCMA | 130 | 7.0791 | 5.267 | 5.9719 | 6.6769 | 52 | 130 | 6 | 6 | 2 | 219.934 | 9100
Pittsfield Generating LP_GEN4 | ngst | WCMA | 53.4 | 8.6231 | 6.811 | 7.516 | 8.2209 | 21.36 | 53.4 | 6 | 6 | 2 | 90.3421 | 3738
Anderson Power Products Division_3622 | oil | WCMA | 0.1 | 4.9255 | 3.0147 | 3.0797 | 3.1447 | 0.035 | 0.1 | 1 | 1 | 3.17 | 0.15389 | 7
Anderson Power Products Division_6033 | oil | WCMA | 0.3 | 4.9255 | 3.0147 | 3.0797 | 3.1447 | 0.105 | 0.3 | 1 | 1 | 3.17 | 0.46167 | 21
Anderson Power Products Division_6035 | oil | WCMA | 0.3 | 4.9255 | 3.0147 | 3.0797 | 3.1447 | 0.105 | 0.3 | 1 | 1 | 3.17 | 0.46167 | 21
Anderson Power Products Division_6046 | oil | WCMA | 0.3 | 4.9255 | 3.0147 | 3.0797 | 3.1447 | 0.105 | 0.3 | 1 | 1 | 3.17 | 0.46167 | 21
Erving Paper Mills_1 | oil | WCMA | 2.5 | 5.2136 | 3.3027 | 3.3677 | 3.4327 | 0.875 | 2.5 | 1 | 1 | 3.17 | 3.8472 | 175
Essential Power Massachusetts LLC_WS10 | oil | WCMA | 17 | 14.1566 | 12.2457 | 12.3107 | 12.3758 | 5.95 | 17 | 1 | 1 | 3.17 | 26.1613 | 1190
Essential Power Massachusetts LLC_WS1 | oil | WCMA | 51 | 13.6188 | 11.7079 | 11.7729 | 11.8379 | 17.85 | 51 | 1 | 1 | 3.17 | 78.4838 | 3570
Essential Power Massachusetts LLC_WS2 | oil | WCMA | 51 | 13.6188 | 11.7079 | 11.7729 | 11.8379 | 17.85 | 51 | 1 | 1 | 3.17 | 78.4838 | 3570
Shrewsbury_1 | oil | WCMA | 2.8 | -12.834 | -14.7449 | -14.6798 | -14.6148 | 0.98 | 2.8 | 1 | 1 | 3.17 | 4.3089 | 196
Shrewsbury_2 | oil | WCMA | 2.8 | -12.834 | -14.7449 | -14.6798 | -14.6148 | 0.98 | 2.8 | 1 | 1 | 3.17 | 4.3089 | 196
Shrewsbury_3 | oil | WCMA | 2.8 | -12.834 | -14.7449 | -14.6798 | -14.6148 | 0.98 | 2.8 | 1 | 1 | 3.17 | 4.3089 | 196
Shrewsbury_4 | oil | WCMA | 2.8 | -12.834 | -14.7449 | -14.6798 | -14.6148 | 0.98 | 2.8 | 1 | 1 | 3.17 | 4.3089 | 196
Shrewsbury_5 | oil | WCMA | 2.8 | -12.834 | -14.7449 | -14.6798 | -14.6148 | 0.98 | 2.8 | 1 | 1 | 3.17 | 4.3089 | 196
Stony Brook_1 | oil | WCMA | 85 | 9.5086 | 7.5978 | 7.6628 | 7.7278 | 29.75 | 85 | 1 | 1 | 3.17 | 130.8063 | 5950
Stony Brook_2 | oil | WCMA | 85 | 9.5086 | 7.5978 | 7.6628 | 7.7278 | 29.75 | 85 | 1 | 1 | 3.17 | 130.8063 | 5950
Stony Brook_BS#1 | oil | WCMA | 2 | 9.5086 | 7.5978 | 7.6628 | 7.7278 | 0.7 | 2 | 1 | 1 | 3.17 | 3.0778 | 140
Stony Brook_BS#2 | oil | WCMA | 2 | 9.5086 | 7.5978 | 7.6628 | 7.7278 | 0.7 | 2 | 1 | 1 | 3.17 | 3.0778 | 140
Stony Brook_CA1 | oil | WCMA | 105 | 9.5086 | 7.5978 | 7.6628 | 7.7278 | 36.75 | 105 | 1 | 1 | 3.17 | 161.5843 | 7350
Stony Brook_CT1 | oil | WCMA | 85 | 9.5086 | 7.5978 | 7.6628 | 7.7278 | 29.75 | 85 | 1 | 1 | 3.17 | 130.8063 | 5950
Stony Brook_CT2 | oil | WCMA | 85 | 9.5086 | 7.5978 | 7.6628 | 7.7278 | 29.75 | 85 | 1 | 1 | 3.17 | 130.8063 | 5950
Stony Brook_CT3 | oil | WCMA | 85 | 9.5086 | 7.5978 | 7.6628 | 7.7278 | 29.75 | 85 | 1 | 1 | 3.17 | 130.8063 | 5950
Stony Brook_EDSI | oil | WCMA | 0.6 | 9.5086 | 7.5978 | 7.6628 | 7.7278 | 0.21 | 0.6 | 1 | 1 | 3.17 | 0.92334 | 42
Stony Brook_CT4 | oil | WCMA | 120 | 9.5086 | 7.5978 | 7.6628 | 7.7278 | 42 | 120 | 1 | 1 | 3.17 | 184.6678 | 8400
Williams College - Campus CHP_GEN4 | oil | WCMA | 2 | 5.6394 | 3.7285 | 3.7935 | 3.8585 | 0.7 | 2 | 1 | 1 | 3.17 | 3.0778 | 140
Williams College - Campus CHP_GEN5 | oil | WCMA | 2 | 5.6394 | 3.7285 | 3.7935 | 3.8585 | 0.7 | 2 | 1 | 1 | 3.17 | 3.0778 | 140
Williams College - Campus CHP_GEN6 | oil | WCMA | 2 | 5.6394 | 3.7285 | 3.7935 | 3.8585 | 0.7 | 2 | 1 | 1 | 3.17 | 3.0778 | 140
Woodland Road_WOOD | oil | WCMA | 20.4 | 22.6798 | 20.7689 | 20.8339 | 20.8989 | 7.14 | 20.4 | 1 | 1 | 3.17 | 31.3935 | 1428
NY_CT_I | imports | NYCT_I | 0 |  | 0 | 0 | 0 | 0 | 0 | 1 | 1 | 0 | 0 | 0
NY_WCMA_I | imports | NYWCMA_I | 0 |  | 0 | 0 | 0 | 0 | 0 | 1 | 1 | 0 | 0 | 0
NY_VT_I | imports | NYVT_I | 0 |  | 0 | 0 | 0 | 0 | 0 | 1 | 1 | 0 | 0 | 0
HQ_VT_I | imports | HQVT_I | 0 |  | 0 | 0 | 0 | 0 | 0 | 1 | 1 | 0 | 0 | 0
HQ_WCMA_I | imports | HQWCMA_I | 0 |  | 0 | 0 | 0 | 0 | 0 | 1 | 1 | 0 | 0 | 0
NB_ME_I | imports | NBME_I | 0 |  | 0 | 0 | 0 | 0 | 0 | 1 | 1 | 0 | 0 | 0
ME_hydro | hydro | ME | 1500 |  | 0 | 0 | 0 | 0 | 1500 | 1 | 1 | 0 | 0 | 0
NH_hydro | hydro | NH | 800 |  | 0 | 0 | 0 | 0 | 800 | 1 | 1 | 0 | 0 | 0
RI_hydro | hydro | RI | 5 |  | 0 | 0 | 0 | 0 | 5 | 1 | 1 | 0 | 0 | 0
VT_hydro | hydro | VT | 700 |  | 0 | 0 | 0 | 0 | 700 | 1 | 1 | 0 | 0 | 0
NEMA_hydro | hydro | NEMA | 100 |  | 0 | 0 | 0 | 0 | 100 | 1 | 1 | 0 | 0 | 0
WCMA_hydro | hydro | WCMA | 500 |  | 0 | 0 | 0 | 0 | 500 | 1 | 1 | 0 | 0 | 0
CT_hydro | hydro | CT | 200 |  | 0 | 0 | 0 | 0 | 200 | 1 | 1 | 0 | 0 | 0
SLACK1 | slack | CT | 10000 |  | 10000 | 10000 | 10000 | 0 | 5000 | 1 | 1 | 0 | 10000000000 | 10000000000
SLACK2 | slack | ME | 10000 |  | 10000 | 10000 | 10000 | 0 | 5000 | 1 | 1 | 0 | 10000000000 | 10000000000
SLACK3 | slack | NEMA | 10000 |  | 10000 | 10000 | 10000 | 0 | 5000 | 1 | 1 | 0 | 10000000000 | 10000000000
SLACK4 | slack | NH | 10000 |  | 10000 | 10000 | 10000 | 0 | 5000 | 1 | 1 | 0 | 10000000000 | 10000000000
SLACK5 | slack | RI | 10000 |  | 10000 | 10000 | 10000 | 0 | 5000 | 1 | 1 | 0 | 10000000000 | 10000000000
SLACK6 | slack | SEMA | 10000 |  | 10000 | 10000 | 10000 | 0 | 5000 | 1 | 1 | 0 | 10000000000 | 10000000000
SLACK7 | slack | VT | 10000 |  | 10000 | 10000 | 10000 | 0 | 5000 | 1 | 1 | 0 | 10000000000 | 10000000000
SLACK8 | slack | WCMA | 10000 |  | 10000 | 10000 | 10000 | 0 | 5000 | 1 | 1 | 0 | 10000000000 | 10000000000

## NEISO generators (must run)
name | typ | zone | netcap | capfact | product | Totals:
Covanta Bristol Energy_GEN1 | MSW | CT | 16.3 | 0.748 | 12.1924 | ME | 275.4165
Covanta Southeastern Connecticut Company_GEN1 | MSW | CT | 18.3 | 0.851 | 15.5733 | NH | 1432.783
CT Resource Rec Authority Facility_NO 5 | MSW | CT | 45 | 0.404 | 18.18 | VT | 57.1259
CT Resource Rec Authority Facility_NO 6 | MSW | CT | 45 | 0.453 | 20.385 | CT | 2057.9089
Millstone_2 | NUC | CT | 909.9 | 0.875 | 796.1625 | RI | 23.4383
Millstone_3 | NUC | CT | 1253 | 0.875 | 1096.375 | SEMA | 695.1368
MM Hartford Energy_UNT1 | LFG | CT | 0.9 | 0.333 | 0.2997 | WCMA | 155.3606
MM Hartford Energy_UNT2 | LFG | CT | 0.9 | 0.333 | 0.2997 | NEMA | 37.95
MM Hartford Energy_UNT3 | LFG | CT | 0.9 | 0.333 | 0.2997
New Milford Gas Recovery_GEN2 | LFG | CT | 0.8 | 0.425 | 0.34
New Milford Gas Recovery_GEN3 | LFG | CT | 0.8 | 0.425 | 0.34
New Milford Gas Recovery_GEN4 | LFG | CT | 0.8 | 0.425 | 0.34
New Milford Gas Recovery_GEN1 | LFG | CT | 3 | 0.503 | 1.509
Plainfield Renewable Energy LLC_STG | WDS | CT | 43 | 0.633 | 27.219
Wheelabrator Bridgeport_GEN1 | MSW | CT | 67 | 0.831 | 55.677
Wheelabrator Lisbon_GEN1 | MSW | CT | 14.6 | 0.871 | 12.7166
Athens Energy_1 | WDS | ME | 8.5 | 0.109 | 0.9265
Bucksport Generation LLC_GEN2 | WDS | ME | 15.6 | 0.815 | 12.714
Bucksport Generation LLC_GEN3 | WDS | ME | 72 | 0.001 | 0.072
Bucksport Generation LLC_GEN5 | WDS | ME | 24 | 0.815 | 19.56
East Millinocket Mill_M2S1 | WDS | ME | 15.6 | 0.815 | 12.714
East Millinocket Mill_M2S2 | WDS | ME | 15.6 | 0.815 | 12.714
East Millinocket Mill_M2S3 | WDS | ME | 30.2 | 0.815 | 24.613
Indeck Jonesboro Energy Center_GEN1 | WDS | ME | 27.5 | 0.145 | 3.9875
Indeck West Enfield Energy Center_GEN1 | WDS | ME | 27.5 | 0.196 | 5.39
Lignetics of Maine, LLC._1 | WDS | ME | 1.3 | 0.083 | 0.1079
Lignetics of Maine, LLC._2 | WDS | ME | 0.7 | 0.083 | 0.0581
MMWAC Resource Recovery Facility_ST1 | MSW | ME | 5 | 0.381 | 1.905
Penobscot Energy Recovery_GEN1 | MSW | ME | 25.3 | 0.727 | 18.3931
Pine Tree Landfill Gas to Energy_3201 | LFG | ME | 1.1 | 0.283 | 0.3113
Pine Tree Landfill Gas to Energy_3202 | LFG | ME | 1.1 | 0.283 | 0.3113
Pine Tree Landfill Gas to Energy_3203 | LFG | ME | 1.1 | 0.283 | 0.3113
Red Shield Envir Old Town Facility_TG6 | WDS | ME | 16 | 0.815 | 13.04
ReEnergy Ashland_GEN1 | WDS | ME | 39.6 | 0.728 | 28.8288
ReEnergy Fort Fairfield_GEN1 | WDS | ME | 37.5 | 0.739 | 27.7125
ReEnergy Livermore Falls_GEN1 | WDS | ME | 39.6 | 0.77 | 30.492
ReEnergy Stratton LLC_UNI1 | WDS | ME | 45.7 | 0.873 | 39.8961
Regional Waste Systems_TG1 | MSW | ME | 13.3 | 0.787 | 10.4671
Robbins Lumber_WEST | WDS | ME | 1.2 | 0.083 | 0.0996
S D Warren Westbrook_GEN9 | WDS | ME | 47.5 | 0.164 | 7.79
S D Warren Westbrook_GN10 | WDS | ME | 15 | 0.027 | 0.405
S D Warren Westbrook_GEN8 | WDS | ME | 10 | 0.027 | 0.27
Waste Management Crossroads LFGTE_GEN1 | LFG | ME | 1.6 | 0.727 | 1.1632
Waste Management Crossroads LFGTE_GEN2 | LFG | ME | 1.6 | 0.727 | 1.1632
Covanta Haverhill_GEN1 | MSW | NEMA | 46 | 0.825 | 37.95
Bridgewater Power LP_GEN1 | WDS | NH | 20 | 0.703 | 14.06
Burgess BioPower_ST01 | WDS | NH | 75 | 0.799 | 59.925
DG Whitefield LLC_GEN1 | WDS | NH | 19.9 | 0.72 | 14.328
Dunbarton Energy Partners LP_MA1 | LFG | NH | 0.7 | 0.234 | 0.1638
Dunbarton Energy Partners LP_MA2 | LFG | NH | 0.7 | 0.234 | 0.1638
Indeck Energy-Alexandria_GEN1 | WDS | NH | 16 | 0.815 | 13.04
Nashua Plant_UNT2 | LFG | NH | 0.8 | 0.523 | 0.4184
Nashua Plant_UNT3 | LFG | NH | 1.6 | 0.523 | 0.8368
Nashua Plant_UNT1 | LFG | NH | 2.2 | 0.523 | 1.1506
Pinetree Power_GEN1 | WDS | NH | 17.5 | 0.725 | 12.6875
Pinetree Power Tamworth_GEN1 | WDS | NH | 25 | 0.545 | 13.625
Schiller_5 | WDS | NH | 50 | 0.699 | 34.95
Seabrook_1 | NUC | NH | 1242 | 0.989 | 1228.338
Springfield Power LLC_GEN1 | WDS | NH | 20 | 0.796 | 15.92
Turnkey Landfill Gas Recovery_GEN1 | LFG | NH | 0.8 | 0.234 | 0.1872
Turnkey Landfill Gas Recovery_GEN2 | LFG | NH | 0.8 | 0.234 | 0.1872
Turnkey Landfill Gas Recovery_GEN3 | LFG | NH | 0.8 | 0.234 | 0.1872
Turnkey Landfill Gas Recovery_GEN4 | LFG | NH | 0.8 | 0.234 | 0.1872
Turnkey Landfill Gas Recovery_GEN5 | LFG | NH | 3 | 0.376 | 1.128
Turnkey Landfill Gas Recovery_GEN6 | LFG | NH | 3 | 0.376 | 1.128
UNH 7.9 MW Plant_1 | LFG | NH | 7.9 | 0.892 | 7.0468
Wheelabrator Claremont Facility_GEN1 | MSW | NH | 4.5 | 0.381 | 1.7145
Wheelabrator Concord Facility_GEN1 | MSW | NH | 14 | 0.815 | 11.41
Johnston LFG Turbine Plant_GENS1 | LFG | RI | 10 | 0.656 | 6.56
Johnston LFG Turbine Plant_GENT1 | LFG | RI | 6 | 0.674 | 4.044
Johnston LFG Turbine Plant_GENT2 | LFG | RI | 6 | 0.703 | 4.218
Johnston LFG Turbine Plant_GENT3 | LFG | RI | 6 | 0.706 | 4.236
Johnston LFG Turbine Plant_GENT4 | LFG | RI | 6 | 0.717 | 4.302
Ridgewood Providence Power_PH21 | LFG | RI | 1.6 | 0.003 | 0.0048
Ridgewood Providence Power_PH22 | LFG | RI | 1.6 | 0.003 | 0.0048
Ridgewood Providence Power_PH23 | LFG | RI | 1.6 | 0.003 | 0.0048
Ridgewood Providence Power_PH24 | LFG | RI | 1.6 | 0.003 | 0.0048
Ridgewood Providence Power_GEN1 | LFG | RI | 1.9 | 0.003 | 0.0057
Ridgewood Providence Power_GEN2 | LFG | RI | 1.9 | 0.003 | 0.0057
Ridgewood Providence Power_GEN3 | LFG | RI | 1.9 | 0.003 | 0.0057
Ridgewood Providence Power_GEN4 | LFG | RI | 1.9 | 0.003 | 0.0057
Ridgewood Providence Power_GEN5 | LFG | RI | 1.9 | 0.003 | 0.0057
Ridgewood Providence Power_GEN6 | LFG | RI | 1.9 | 0.003 | 0.0057
Ridgewood Providence Power_GEN7 | LFG | RI | 1.9 | 0.003 | 0.0057
Ridgewood Providence Power_GEN8 | LFG | RI | 1.9 | 0.003 | 0.0057
Ridgewood Providence Power_GEN9 | LFG | RI | 1.9 | 0.003 | 0.0057
Ridgewood Providence Power_PHI1 | LFG | RI | 1.3 | 0.003 | 0.0039
Ridgewood Providence Power_PHI2 | LFG | RI | 1.3 | 0.003 | 0.0039
East Bridgewater_1 | LFG | SEMA | 1 | 0.333 | 0.333
East Bridgewater_2 | LFG | SEMA | 1 | 0.333 | 0.333
East Bridgewater_3 | LFG | SEMA | 1 | 0.333 | 0.333
East Bridgewater_4 | LFG | SEMA | 1 | 0.333 | 0.333
East Bridgewater_5 | LFG | SEMA | 1 | 0.333 | 0.333
East Bridgewater_6 | LFG | SEMA | 1 | 0.333 | 0.333
GRS Fall River_3 | LFG | SEMA | 5.3 | 0.599 | 3.1747
GRS Fall River_1 | LFG | SEMA | 1 | 0.333 | 0.333
GRS Fall River_2 | LFG | SEMA | 1 | 0.333 | 0.333
Halifax Electric_1 | LFG | SEMA | 1 | 0.333 | 0.333
Halifax Electric_2 | LFG | SEMA | 1 | 0.333 | 0.333
Halifax Electric_3 | LFG | SEMA | 1 | 0.333 | 0.333
MM Taunton Energy_UNT1 | LFG | SEMA | 0.9 | 0.496 | 0.4464
MM Taunton Energy_UNT2 | LFG | SEMA | 0.9 | 0.496 | 0.4464
MM Taunton Energy_UNT3 | LFG | SEMA | 0.9 | 0.496 | 0.4464
MM Taunton Energy_UNT4 | LFG | SEMA | 0.9 | 0.496 | 0.4464
Pilgrim Nuclear Power Station_1 | NUC | SEMA | 670 | 0.922 | 617.74
Randolph Electric_1 | LFG | SEMA | 1 | 0.523 | 0.523
Randolph Electric_2 | LFG | SEMA | 1 | 0.523 | 0.523
Randolph Electric_3 | LFG | SEMA | 1 | 0.523 | 0.523
SEMASS Resource Recovery_GEN1 | MSW | SEMA | 64.5 | 0.713 | 45.9885
SEMASS Resource Recovery_GEN2 | MSW | SEMA | 34 | 0.624 | 21.216
Gilman Mill_GEN5 | WDS | VT | 4 | 0.558 | 2.232
J C McNeil_1 | WDS | VT | 59.5 | 0.587 | 34.9265
Middlebury College_2 | WDS | VT | 0.6 | 0.553 | 0.3318
Middlebury College_3 | WDS | VT | 0.8 | 0.083 | 0.0664
Middlebury College_1 | WDS | VT | 0.2 | 0.553 | 0.1106
Moretown_GEN 1 | LFG | VT | 1.6 | 0.558 | 0.8928
Moretown_GEN 2 | LFG | VT | 1.6 | 0.558 | 0.8928
Ryegate Power Station_GEN1 | WDS | VT | 21.5 | 0.822 | 17.673
Ameresco Chicopee Energy_UNIT4 | LFG | WCMA | 2.1 | 0.725 | 1.5225
Ameresco Chicopee Energy_Unit1 | LFG | WCMA | 1.9 | 0.725 | 1.3775
Ameresco Chicopee Energy_Unit2 | LFG | WCMA | 1.9 | 0.725 | 1.3775
Ameresco Chicopee Energy_Unit3 | LFG | WCMA | 1.9 | 0.725 | 1.3775
Barre_BA1 | LFG | WCMA | 0.5 | 0.475 | 0.2375
Barre_BA2 | LFG | WCMA | 0.5 | 0.475 | 0.2375
Chicopee Electric_1 | LFG | WCMA | 1 | 0.333 | 0.333
Chicopee Electric_2 | LFG | WCMA | 1 | 0.333 | 0.333
Fitchburg Gas Recovery_GEN1 | LFG | WCMA | 1.6 | 0.821 | 1.3136
Fitchburg Gas Recovery_GEN2 | LFG | WCMA | 1.6 | 0.821 | 1.3136
Fitchburg Gas Recovery_GEN3 | LFG | WCMA | 1.6 | 0.821 | 1.3136
Granby LFG_GLFG1 | LFG | WCMA | 3.2 | 0.503 | 1.6096
Palmer Renewable Energy_PRE | WDS | WCMA | 42 | 0.728 | 30.576
Pinetree Power Fitchburg_NO-1 | WDS | WCMA | 18 | 0.815 | 14.67
Pioneer Valley Resource Recovery_DLV1 | MSW | WCMA | 9.4 | 0.5 | 4.7
Southbridge Landfill Gas-to-Energy_CAT | LFG | WCMA | 1.6 | 0.714 | 1.1424
Southbridge Landfill Gas-to-Energy_CAT2 | LFG | WCMA | 1.6 | 0.714 | 1.1424
Wheelabrator Millbury Facility_GEN1 | MSW | WCMA | 47.6 | 0.755 | 35.938
Wheelabrator North Andover_GEN1 | MSW | WCMA | 40.3 | 0.708 | 28.5324
Wheelabrator Saugus_GEN1 | MSW | WCMA | 53.7 | 0.49 | 26.313

## NEISO generators (renewables)
name | typ | zone | netcap | capfact
Advance Stores Company, Inc_PV1 | SUN | CT | 1 | 0.165
Canis Minor Solar Farm_B1000 | SUN | CT | 1 | 0.165
CMEEC - Navy NE Trident_PV1 | SUN | CT | 1 | 0.003
Conn Mun Electric Energy Coop_PV1 | SUN | CT | 1 | 0.165
Hartford Landfill Solar EGF_PV1 | SUN | CT | 1 | 0.12
Stafford MS Ground Mount_MS1 | SUN | CT | 1 | 0.141
Stafford MS Ground Mount_MS2 | SUN | CT | 1 | 0.141
CMEEC - Rogers Rd Solar_PV1 | SUN | CT | 1.5 | 0.003
Canis Major Solar Farm_S1980 | SUN | CT | 2 | 0.201
Lebanon Solar 1_LEB1 | SUN | CT | 2 | 0.201
Lebanon Solar 2_LEB2 | SUN | CT | 2 | 0.201
UI RCP Bridgeport Seaside_BPPV | SUN | CT | 2.2 | 0.133
CMEEC - Bozrah_PV1 | SUN | CT | 2.5 | 0.003
CMEEC - Norwich Stott St Solar_PV1 | SUN | CT | 3.5 | 0.002
CMEEC - Polaris Park Solar_PV1 | SUN | CT | 3.5 | 0.002
Antares-GRE 314 East Lyme LLC_GRE01 | SUN | CT | 4 | 0.185
Somers Solar Center, LLC_1 | SUN | CT | 5 | 0.237
CMEEC - Hollyhock Solar_PV1 | SUN | CT | 6 | 0.002
Fusion Solar Center LLC_PV | SUN | CT | 20 | 0.149
Quinebaug Lower Project_MF | WAT | CT | 0.1 | 0.228
Derby Hydro_GEN3 | WAT | CT | 0.3 | 0.158
Derby Hydro_GEN4 | WAT | CT | 0.3 | 0.158
Quinebaug Lower Project_5-M | WAT | CT | 0.3 | 0.228
Taftville_2 | WAT | CT | 0.3 | 0.242
Taftville_3 | WAT | CT | 0.3 | 0.242
Taftville_4 | WAT | CT | 0.3 | 0.242
Taftville_5 | WAT | CT | 0.3 | 0.242
Taftville_1 | WAT | CT | 0.4 | 0.242
Kinneytown New Old_GEN1 | WAT | CT | 0.8 | 0.088
Quinebaug Lower Project_U2 | WAT | CT | 0.8 | 0.228
Tunnel_1 | WAT | CT | 1 | 0.338
Tunnel_2 | WAT | CT | 1 | 0.338
Bulls Bridge_1 | WAT | CT | 1.2 | 0.296
Bulls Bridge_2 | WAT | CT | 1.2 | 0.296
Bulls Bridge_3 | WAT | CT | 1.2 | 0.296
Bulls Bridge_4 | WAT | CT | 1.2 | 0.296
Bulls Bridge_5 | WAT | CT | 1.2 | 0.296
Bulls Bridge_6 | WAT | CT | 1.2 | 0.296
Quinebaug Lower Project_UI | WAT | CT | 1.3 | 0.228
Tenth Street_1 | WAT | CT | 1.4 | 0.186
Colebrook Hydroelectric_BK1 | WAT | CT | 1.5 | 0.091
Colebrook Hydroelectric_BK2 | WAT | CT | 1.5 | 0.091
Kinneytown New Old_GEN2 | WAT | CT | 1.5 | 0.088
Goodwin Hydroelectric_G1 | WAT | CT | 1.6 | 0.244
Goodwin Hydroelectric_G2 | WAT | CT | 1.6 | 0.244
Scotland Dam_1 | WAT | CT | 2 | 0.193
Falls Village_1 | WAT | CT | 3 | 0.319
Falls Village_2 | WAT | CT | 3 | 0.319
Falls Village_3 | WAT | CT | 3 | 0.319
Rocky River (CT)_1 | WAT | CT | 3.5 | 0.021
Rocky River (CT)_2 | WAT | CT | 3.5 | 0.021
Derby Hydro_GEN1 | WAT | CT | 4 | 0.158
Derby Hydro_GEN2 | WAT | CT | 4 | 0.158
Rainbow (CT)_1 | WAT | CT | 4 | 0.207
Rainbow (CT)_2 | WAT | CT | 4 | 0.207
Stevenson_1 | WAT | CT | 7.5 | 0.188
Stevenson_2 | WAT | CT | 7.5 | 0.188
Stevenson_3 | WAT | CT | 7.5 | 0.188
Stevenson_4 | WAT | CT | 8 | 0.188
Rocky River (CT)_3 | WAT | CT | 24 | 0.021
Shepaug_1 | WAT | CT | 37.2 | 0.223
Wind Colebrook South_WCS | WND | CT | 5 | 0.291
NRG Solar Mule, LLC_COLBY | SUN | ME | 1.5 | 0.18
Continental Mills_CM5 | WAT | ME | 0.1 | 0.625
Continental Mills_CM6 | WAT | ME | 0.1 | 0.625
S D Warren Westbrook_GN12 | WAT | ME | 0.2 | 0.466
S D Warren Westbrook_GN13 | WAT | ME | 0.2 | 0.466
S D Warren Westbrook_GN14 | WAT | ME | 0.2 | 0.466
S D Warren Westbrook_GN15 | WAT | ME | 0.2 | 0.466
Anson Abenaki Hydros_AB8 | WAT | ME | 0.3 | 0.425
Hill Mill_HM1 | WAT | ME | 0.3 | 0.508
Hill Mill_HM2 | WAT | ME | 0.3 | 0.508
Hill Mill_HM3 | WAT | ME | 0.3 | 0.508
Hill Mill_HM4 | WAT | ME | 0.3 | 0.508
Hill Mill_HM5 | WAT | ME | 0.3 | 0.508
Hill Mill_HM6 | WAT | ME | 0.3 | 0.508
Pejepscot Hydroelectric Project_GEN3 | WAT | ME | 0.3 | 0.503
Pittsfield Hydro_GEN2 | WAT | ME | 0.3 | 0.297
Caribou Generation Station_CH1 | WAT | ME | 0.4 | 0.542
Caribou Generation Station_CH2 | WAT | ME | 0.4 | 0.542
Continental Mills_CM1 | WAT | ME | 0.4 | 0.625
Continental Mills_CM2 | WAT | ME | 0.4 | 0.625
Continental Mills_CM3 | WAT | ME | 0.4 | 0.625
Mechanic Falls_GEN2 | WAT | ME | 0.4 | 0.193
Pejepscot Hydroelectric Project_GEN2 | WAT | ME | 0.4 | 0.503
Pittsfield Hydro_GEN1 | WAT | ME | 0.4 | 0.297
Pittsfield Hydro_GEN3 | WAT | ME | 0.4 | 0.297
S D Warren Westbrook_GN18 | WAT | ME | 0.4 | 0.466
S D Warren Westbrook_GN19 | WAT | ME | 0.4 | 0.466
S D Warren Westbrook_GN20 | WAT | ME | 0.4 | 0.466
Salmon Falls_GEN1 | WAT | ME | 0.4 | 0.263
Salmon Falls_GEN2 | WAT | ME | 0.4 | 0.263
Salmon Falls_GEN3 | WAT | ME | 0.4 | 0.263
Stillwater Hydro Station_SW01 | WAT | ME | 0.4 | 0.676
Stillwater Hydro Station_SW02 | WAT | ME | 0.4 | 0.676
Stillwater Hydro Station_SW03 | WAT | ME | 0.4 | 0.676
Upper Androscoggin_3 | WAT | ME | 0.4 | 0.676
International Paper Jay Hydro_GEN1 | WAT | ME | 0.5 | 0.508
International Paper Jay Hydro_GEN2 | WAT | ME | 0.5 | 0.508
International Paper Jay Hydro_GEN3 | WAT | ME | 0.5 | 0.508
International Paper Jay Hydro_GEN4 | WAT | ME | 0.5 | 0.508
International Paper Jay Hydro_GEN5 | WAT | ME | 0.5 | 0.508
Orono Hydro Station_1 | WAT | ME | 0.5 | 0.313
Pejepscot Hydroelectric Project_GEN4 | WAT | ME | 0.5 | 0.503
S D Warren Westbrook_GN16 | WAT | ME | 0.5 | 0.466
S D Warren Westbrook_GN17 | WAT | ME | 0.5 | 0.466
Upper Androscoggin_2 | WAT | ME | 0.5 | 0.676
Deer Rips_DR1 | WAT | ME | 0.6 | 0.625
Deer Rips_DR2 | WAT | ME | 0.6 | 0.625
Howland Hydro Station_HL01 | WAT | ME | 0.6 | 0.508
Howland Hydro Station_HL02 | WAT | ME | 0.6 | 0.508
Howland Hydro Station_HL03 | WAT | ME | 0.6 | 0.508
International Paper Jay Hydro_GEN6 | WAT | ME | 0.6 | 0.508
Orono Hydro Station_2 | WAT | ME | 0.6 | 0.313
S D Warren Westbrook_GEN1 | WAT | ME | 0.6 | 0.466
S D Warren Westbrook_GEN2 | WAT | ME | 0.6 | 0.466
S D Warren Westbrook_GEN3 | WAT | ME | 0.6 | 0.466
S D Warren Westbrook_GEN7 | WAT | ME | 0.6 | 0.466
S D Warren Westbrook_GN11 | WAT | ME | 0.6 | 0.466
Stillwater Hydro Station_SW04 | WAT | ME | 0.6 | 0.676
West Buxton_WB1 | WAT | ME | 0.6 | 0.384
West Buxton_WB2 | WAT | ME | 0.6 | 0.384
Benton Falls Associates_GEN2 | WAT | ME | 0.7 | 0.34
Fort Halifax_FH1 | WAT | ME | 0.7 | 0.482
Fort Halifax_FH2 | WAT | ME | 0.7 | 0.482
International Paper Livermore Hydro_GEN6 | WAT | ME | 0.7 | 0.361
Milford Hydro Station_MF01 | WAT | ME | 0.7 | 0.569
Milford Hydro Station_MF02 | WAT | ME | 0.7 | 0.569
Shawmut_SH1 | WAT | ME | 0.7 | 0.555
Shawmut_SH2 | WAT | ME | 0.7 | 0.555
Shawmut_SH3 | WAT | ME | 0.7 | 0.555
Shawmut_SH4 | WAT | ME | 0.7 | 0.555
Shawmut_SH5 | WAT | ME | 0.7 | 0.555
Upper Androscoggin_1 | WAT | ME | 0.7 | 0.676
West Buxton_WB4 | WAT | ME | 0.7 | 0.384
West Buxton_WB5 | WAT | ME | 0.7 | 0.384
Deer Rips_DR4 | WAT | ME | 0.8 | 0.625
Deer Rips_DR5 | WAT | ME | 0.8 | 0.625
Domtar - Woodland Mill_HG4 | WAT | ME | 0.8 | 0.482
Domtar - Woodland Mill_HG5 | WAT | ME | 0.8 | 0.482
Domtar - Woodland Mill_HG6 | WAT | ME | 0.8 | 0.482
Lockwood Hydroelectric Facility_GEN1 | WAT | ME | 0.8 | 0.485
Lockwood Hydroelectric Facility_GEN2 | WAT | ME | 0.8 | 0.485
Lockwood Hydroelectric Facility_GEN3 | WAT | ME | 0.8 | 0.485
Lockwood Hydroelectric Facility_GEN4 | WAT | ME | 0.8 | 0.485
Lockwood Hydroelectric Facility_GEN5 | WAT | ME | 0.8 | 0.485
Lockwood Hydroelectric Facility_GEN6 | WAT | ME | 0.8 | 0.485
Medway Hydro_MW01 | WAT | ME | 0.8 | 0.777
Medway Hydro_MW02 | WAT | ME | 0.8 | 0.777
Medway Hydro_MW03 | WAT | ME | 0.8 | 0.777
Medway Hydro_MW04 | WAT | ME | 0.8 | 0.777
Medway Hydro_MW05 | WAT | ME | 0.8 | 0.777
Orono Hydro Station_3 | WAT | ME | 0.8 | 0.313
Orono Hydro Station_4 | WAT | ME | 0.8 | 0.313
S D Warren Westbrook_GEN4 | WAT | ME | 0.8 | 0.466
S D Warren Westbrook_GEN5 | WAT | ME | 0.8 | 0.466
S D Warren Westbrook_GEN6 | WAT | ME | 0.8 | 0.466
Stillwater B_SWB-1 | WAT | ME | 0.8 | 0.545
Stillwater B_SWB-2 | WAT | ME | 0.8 | 0.545
Stillwater B_SWB-3 | WAT | ME | 0.8 | 0.545
Deer Rips_DR3 | WAT | ME | 0.9 | 0.625
International Paper Livermore Hydro_GEN7 | WAT | ME | 0.9 | 0.361
Shawmut_SH6 | WAT | ME | 0.9 | 0.555
Deer Rips_DR7 | WAT | ME | 1 | 0.625
Gardiner_GEN1 | WAT | ME | 1 | 0.465
International Paper Livermore Hydro_GEN8 | WAT | ME | 1 | 0.361
International Paper Livermore Hydro_GEN9 | WAT | ME | 1 | 0.361
Mechanic Falls_GEN1 | WAT | ME | 1 | 0.193
Pumpkin Hill_GEN1 | WAT | ME | 1 | 0.425
Upper Barker_GEN1 | WAT | ME | 1 | 0.469
International Paper Livermore Hydro_GEN1 | WAT | ME | 1.1 | 0.361
International Paper Livermore Hydro_GEN2 | WAT | ME | 1.1 | 0.361
International Paper Livermore Hydro_GEN3 | WAT | ME | 1.1 | 0.361
International Paper Livermore Hydro_GEN5 | WAT | ME | 1.1 | 0.361
International Paper Riley Hydro_GEN1 | WAT | ME | 1.1 | 0.421
International Paper Riley Hydro_GEN2 | WAT | ME | 1.1 | 0.421
International Paper Riley Hydro_GEN3 | WAT | ME | 1.1 | 0.421
International Paper Riley Hydro_GEN4 | WAT | ME | 1.1 | 0.421
International Paper Riley Hydro_GEN5 | WAT | ME | 1.1 | 0.421
International Paper Riley Hydro_GEN6 | WAT | ME | 1.1 | 0.421
North Gorham_1 | WAT | ME | 1.1 | 0.504
North Gorham_2 | WAT | ME | 1.1 | 0.504
West Buxton_WB3 | WAT | ME | 1.1 | 0.384
Bates Mill Upper_BU1 | WAT | ME | 1.2 | 0.347
Bates Mill Upper_BU3 | WAT | ME | 1.2 | 0.347
Bonny Eagle_1 | WAT | ME | 1.2 | 0.623
Bonny Eagle_2 | WAT | ME | 1.2 | 0.623
Bonny Eagle_3 | WAT | ME | 1.2 | 0.623
Bonny Eagle_4 | WAT | ME | 1.2 | 0.623
Bonny Eagle_5 | WAT | ME | 1.2 | 0.623
Bonny Eagle_6 | WAT | ME | 1.2 | 0.623
Domtar - Woodland Mill_HG10 | WAT | ME | 1.2 | 0.482
International Paper Livermore Hydro_GEN4 | WAT | ME | 1.2 | 0.361
Great Lakes Hydro America - ME_DOH2 | WAT | ME | 1.3 | 0.521
Great Lakes Hydro America - ME_DOH3 | WAT | ME | 1.3 | 0.521
Orono B_ORB-1 | WAT | ME | 1.3 | 0.777
Orono B_ORB-2 | WAT | ME | 1.3 | 0.777
Orono B_ORB-3 | WAT | ME | 1.3 | 0.777
Harris Hydro_HA4 | WAT | ME | 1.4 | 0.271
Barker Lower_GEN1 | WAT | ME | 1.5 | 0.197
Bates Mill Upper_BU2 | WAT | ME | 1.5 | 0.347
Squa Pan Hydro Station_SP1 | WAT | ME | 1.5 | 0.063
Domtar - Woodland Mill_HG7 | WAT | ME | 1.6 | 0.482
Great Lakes Hydro America - ME_EMH1 | WAT | ME | 1.6 | 0.521
Great Lakes Hydro America - ME_EMH2 | WAT | ME | 1.6 | 0.521
Great Lakes Hydro America - ME_EMH3 | WAT | ME | 1.6 | 0.521
Great Lakes Hydro America - ME_EMH4 | WAT | ME | 1.6 | 0.521
Great Lakes Hydro America - ME_EMH5 | WAT | ME | 1.6 | 0.521
Great Lakes Hydro America - ME_EMH6 | WAT | ME | 1.6 | 0.521
Messalonskee 3_1 | WAT | ME | 1.6 | 0.305
Milford Hydro Station_MF03 | WAT | ME | 1.6 | 0.569
Milford Hydro Station_MF04 | WAT | ME | 1.6 | 0.569
Milford Hydro Station_MF05 | WAT | ME | 1.6 | 0.569
Milford Hydro Station_MF06 | WAT | ME | 1.6 | 0.569
Anson Abenaki Hydros_AN1 | WAT | ME | 1.8 | 0.425
Anson Abenaki Hydros_AN2 | WAT | ME | 1.8 | 0.425
Anson Abenaki Hydros_AN3 | WAT | ME | 1.8 | 0.425
Anson Abenaki Hydros_AN4 | WAT | ME | 1.8 | 0.425
Anson Abenaki Hydros_AN5 | WAT | ME | 1.8 | 0.425
Deer Rips_DR6 | WAT | ME | 1.8 | 0.625
Great Lakes Hydro America - ME_DOH4 | WAT | ME | 1.8 | 0.521
Messalonskee 5_1 | WAT | ME | 1.8 | 0.264
Bar Mills_1 | WAT | ME | 2 | 0.181
Bar Mills_2 | WAT | ME | 2 | 0.181
Domtar - Woodland Mill_HG8 | WAT | ME | 2 | 0.482
Domtar - Woodland Mill_HG9 | WAT | ME | 2 | 0.482
Ellsworth Hydro Station_EL02 | WAT | ME | 2 | 0.296
Ellsworth Hydro Station_EL03 | WAT | ME | 2 | 0.296
Shawmut_SH7 | WAT | ME | 2.2 | 0.555
Shawmut_SH8 | WAT | ME | 2.2 | 0.555
Ellsworth Hydro Station_EL04 | WAT | ME | 2.4 | 0.296
Hiram_1 | WAT | ME | 2.4 | 0.444
Lockwood Hydroelectric Facility_GEN7 | WAT | ME | 2.4 | 0.485
Anson Abenaki Hydros_AB5 | WAT | ME | 2.5 | 0.425
Anson Abenaki Hydros_AB7 | WAT | ME | 2.5 | 0.425
Ellsworth Hydro Station_EL01 | WAT | ME | 2.5 | 0.296
Anson Abenaki Hydros_AB2 | WAT | ME | 2.7 | 0.425
Messalonskee 2 (Oakland)_1 | WAT | ME | 2.8 | 0.3
Anson Abenaki Hydros_AB1 | WAT | ME | 3 | 0.425
Anson Abenaki Hydros_AB3 | WAT | ME | 3 | 0.425
Anson Abenaki Hydros_AB4 | WAT | ME | 3 | 0.425
Anson Abenaki Hydros_AB6 | WAT | ME | 3 | 0.425
Domtar - Woodland Mill_HG1 | WAT | ME | 3 | 0.482
Domtar - Woodland Mill_HG2 | WAT | ME | 3 | 0.482
Great Lakes Hydro America - ME_DOH8 | WAT | ME | 3 | 0.521
Weston Hydro_WE1 | WAT | ME | 3 | 0.682
Weston Hydro_WE2 | WAT | ME | 3 | 0.682
Weston Hydro_WE3 | WAT | ME | 3 | 0.682
Weston Hydro_WE4 | WAT | ME | 3 | 0.682
Great Lakes Hydro America - ME_NOH1 | WAT | ME | 3.2 | 0.521
Great Lakes Hydro America - ME_NOH2 | WAT | ME | 3.2 | 0.521
Great Lakes Hydro America - ME_NOH3 | WAT | ME | 3.2 | 0.521
Domtar - Woodland Mill_HG3 | WAT | ME | 3.3 | 0.482
Benton Falls Associates_GEN1 | WAT | ME | 3.5 | 0.34
Brunswick Hydro_B2 | WAT | ME | 3.5 | 0.458
Brunswick Hydro_B3 | WAT | ME | 3.5 | 0.458
Androscoggin 3_328 | WAT | ME | 3.6 | 0.425
Brassua Hydroelectric Project_1 | WAT | ME | 3.6 | 0.552
Great Lakes Hydro America - ME_MIH7 | WAT | ME | 4 | 0.521
West Buxton_WB6 | WAT | ME | 4 | 0.384
Great Lakes Hydro America - ME_DOH6 | WAT | ME | 4.1 | 0.521
Great Lakes Hydro America - ME_DOH7 | WAT | ME | 4.1 | 0.521
Rumford Falls Hydro Facility_GEN4 | WAT | ME | 4.3 | 0.546
Great Lakes Hydro America - ME_WEH1 | WAT | ME | 4.8 | 0.521
Great Lakes Hydro America - ME_WEH2 | WAT | ME | 4.8 | 0.521
Great Lakes Hydro America - ME_WEH3 | WAT | ME | 4.8 | 0.521
Great Lakes Hydro America - ME_WEH4 | WAT | ME | 4.8 | 0.521
Great Lakes Hydro America - ME_MIH4 | WAT | ME | 5.1 | 0.521
Great Lakes Hydro America - ME_MIH5 | WAT | ME | 5.1 | 0.521
Great Lakes Hydro America - ME_MIH6 | WAT | ME | 5.1 | 0.521
Otis Hydro_GEN1 | WAT | ME | 5.1 | 0.385
Otis Hydro_GEN2 | WAT | ME | 5.1 | 0.385
Great Lakes Hydro America - ME_DOH5 | WAT | ME | 5.3 | 0.521
Great Lakes Hydro America - ME_MIH8 | WAT | ME | 5.4 | 0.521
Great Lakes Hydro America - ME_MIHI | WAT | ME | 5.4 | 0.521
Great Lakes Hydro America - ME_MIH2 | WAT | ME | 5.5 | 0.521
Great Lakes Hydro America - ME_MIH3 | WAT | ME | 5.5 | 0.521
Williams Hydro_WI2 | WAT | ME | 6 | 0.731
Gulf Island_GI1 | WAT | ME | 6.4 | 0.722
Gulf Island_GI2 | WAT | ME | 6.4 | 0.722
Gulf Island_GI3 | WAT | ME | 6.4 | 0.722
West Enfield Hydro_GEN1 | WAT | ME | 6.5 | 0.75
West Enfield Hydro_GEN2 | WAT | ME | 6.5 | 0.75
Cataract Hydro_1 | WAT | ME | 6.6 | 0.404
Aziscohos Hydroelectric Project_GEN1 | WAT | ME | 6.7 | 0.489
Williams Hydro_WI1 | WAT | ME | 7 | 0.731
Rumford Falls Hydro Facility_GEN5 | WAT | ME | 7.6 | 0.546
Rumford Falls Hydro Facility_GEN6 | WAT | ME | 7.6 | 0.546
Hydro Kennebec Project_GEN1 | WAT | ME | 7.7 | 0.453
Hydro Kennebec Project_GEN2 | WAT | ME | 7.7 | 0.453
Veazie C_1 | WAT | ME | 8 | 0.631
Hiram_2 | WAT | ME | 8.1 | 0.444
Rumford Falls Hydro Facility_GEN1 | WAT | ME | 8.1 | 0.546
Rumford Falls Hydro Facility_GEN2 | WAT | ME | 8.1 | 0.546
Skelton_1 | WAT | ME | 8.4 | 0.631
Skelton_2 | WAT | ME | 8.4 | 0.631
Rumford Falls Hydro Facility_GEN3 | WAT | ME | 8.8 | 0.546
Worumbo Hydro Station_GEN1 | WAT | ME | 9.7 | 0.436
Worumbo Hydro Station_GEN2 | WAT | ME | 9.7 | 0.436
Basin Mills_1 | WAT | ME | 12 | 0.347
Basin Mills_2 | WAT | ME | 12 | 0.347
Basin Mills_3 | WAT | ME | 12 | 0.347
Great Lakes Hydro America - ME_MCH1 | WAT | ME | 12.2 | 0.521
Great Lakes Hydro America - ME_MCH2 | WAT | ME | 12.2 | 0.521
Pejepscot Hydroelectric Project_GEN1 | WAT | ME | 12.3 | 0.503
Brunswick Hydro_B1 | WAT | ME | 12.6 | 0.458
Great Lakes Hydro America - ME_MCH3 | WAT | ME | 13.2 | 0.521
Charles E Monty_M-1 | WAT | ME | 14.2 | 0.504
Charles E Monty_M2 | WAT | ME | 14.2 | 0.504
Harris Hydro_HA1 | WAT | ME | 15 | 0.271
Wyman Hydro_WY1 | WAT | ME | 24 | 0.474
Wyman Hydro_WY2 | WAT | ME | 24 | 0.474
Wyman Hydro_WY3 | WAT | ME | 24 | 0.474
Harris Hydro_HA2 | WAT | ME | 30 | 0.271
Harris Hydro_HA3 | WAT | ME | 30 | 0.271
Beaver Ridge Wind_BR1 | WND | ME | 4.5 | 0.323
Fox Island Wind LLC_1 | WND | ME | 4.5 | 0.262
Saddleback Ridge Wind Farm_SRW1 | WND | ME | 8.5 | 0.328
Pisgah Mountain Wind_PISGA | WND | ME | 9.1 | 0.02
Spruce Mountain WInd_1 | WND | ME | 20 | 0.386
Canton Mountain Wind_1 | WND | ME | 22.8 | 0.366
Stetson Wind II_1 | WND | ME | 25.5 | 0.255
Saddleback Ridge Wind Farm_SRW2 | WND | ME | 25.7 | 0.328
Bull Hill Wind Project_1 | WND | ME | 34.5 | 0.366
Passadumkeag Windpark LLC_Q357 | WND | ME | 39.9 | 0.183
Mars Hill Wind Farm Project_1 | WND | ME | 42 | 0.358
Bowers Wind Project_1 | WND | ME | 48 | 0.366
Record Hill Wind_RHW | WND | ME | 50.6 | 0.276
Hancock Wind Plant_HANC1 | WND | ME | 51 | 0.018
Stetson Wind I_1 | WND | ME | 57 | 0.284
Rollins Wind Project_1 | WND | ME | 60 | 0.272
Kibby Wind Power Project_1 | WND | ME | 66 | 0.264
Kibby Wind Power Project_2 | WND | ME | 66 | 0.264
Oakfield Wind Project_1 | WND | ME | 148 | 0.244
Bingham Wind_1 | WND | ME | 186 | 0.047
Number Nine Wind Farm_GEN1 | WND | ME | 250 | 0.244
Deer Island Treatment Plant_PV101 | SUN | NEMA | 0.1 | 0.995
Framingham State University Plant_CCPV | SUN | NEMA | 0.3 | 0.012
Sudbury Landfill_INV2 | SUN | NEMA | 0.3 | 0.179
Sudbury Landfill_INV1 | SUN | NEMA | 0.5 | 0.179
Sudbury Landfill_INV3 | SUN | NEMA | 0.5 | 0.179
Framingham State University Plant_ACPV | SUN | NEMA | 0.7 | 0.012
Dorchester Solar Site_1 | SUN | NEMA | 1 | 0.287
Haverhill Solar Power Project_1 | SUN | NEMA | 1 | 0.144
Holliston Solar_PV1 | SUN | NEMA | 1 | 0.176
Maynard PV_SO026 | SUN | NEMA | 1 | 0.177
Onset East Solar Facility_ONSE | SUN | NEMA | 1 | 0.175
Onset West Solar Facility_ONSW | SUN | NEMA | 1 | 0.169
Pleasantdale Road Solar_2112 | SUN | NEMA | 1 | 0.287
Shirley Landfill_PV1 | SUN | NEMA | 1 | 0.18
Boston Scientific Solar_BSMA | SUN | NEMA | 1.1 | 0.166
Town of Norfolk MA at Medway Branch_PV1 | SUN | NEMA | 1.2 | 0.194
DDR Shoppers World_PV1 | SUN | NEMA | 1.3 | 0.166
Lowell Solar Landfill_PV | SUN | NEMA | 1.3 | 0.162
Methuen Landfill_57449 | SUN | NEMA | 1.3 | 0.155
State Street Solar LLC_PV1 | SUN | NEMA | 1.4 | 0.141
Concord Solar Farm_CMLP | SUN | NEMA | 1.5 | 0.164
Merrimac Solar_MSMA | SUN | NEMA | 1.5 | 0.189
Waste Water Treatment Plant_WWPV | SUN | NEMA | 1.5 | 0.137
Acton Solar Landfill_ACTON | SUN | NEMA | 1.6 | 0.151
Town of Lexington Solar_PV1 | SUN | NEMA | 1.6 | 0.066
Hewlett-Packard (HP) - Andover, MA_PV1 | SUN | NEMA | 1.7 | 0.196
Ayers Village Solar_1 | SUN | NEMA | 2 | 0.164
Bashaw Solar CSG 1, LLC_4MID | SUN | NEMA | 2 | 0.162
Beverly_BVRLY | SUN | NEMA | 2 | 0.201
Nexamp Peak_2731 | SUN | NEMA | 2 | 0.144
Sampson Road Solar_2696 | SUN | NEMA | 2 | 0.18
Shirley Water_1 | SUN | NEMA | 2 | 0.057
Stetson Road Solar - Barre I_BI | SUN | NEMA | 2 | 0.188
Stow PV_STW | SUN | NEMA | 2 | 0.184
Wilmington Solar_PV1 | SUN | NEMA | 2 | 0.182
General Electric Aircraft Engines_PV | SUN | NEMA | 2.1 | 0.196
Shuman Solar_5404 | SUN | NEMA | 2.2 | 0.112
Centaurus Solar - MA_ASH24 | SUN | NEMA | 2.4 | 0.162
EBZ Solar_31 | SUN | NEMA | 2.5 | 0.181
MDFA Devens-Saratoga_SO145 | SUN | NEMA | 2.5 | 0.221
Iron Horse Solar I CSG_DOW | SUN | NEMA | 2.9 | 0.221
BWC Wading River One, Two, Three_62381 | SUN | NEMA | 3 | 0.173
Devens_MA2 | SUN | NEMA | 3 | 0.191
Meadow Solar_PV1 | SUN | NEMA | 3 | 0.183
Southern Sky Renew Energy Berkley LLC_BRKLY | SUN | NEMA | 3 | 0.191
Town of Needham VNEM_PV1 | SUN | NEMA | 3 | 0.133
Groveland Solar_GSMA | SUN | NEMA | 3.2 | 0.173
Green Meadows_1 | SUN | NEMA | 3.5 | 0.19
Morin Solar 2013 LLC_MORIN | SUN | NEMA | 4 | 0.194
Westford Solar Park_1 | SUN | NEMA | 4 | 0.17
Hunt Road Solar_PV1 | SUN | NEMA | 4.5 | 0.221
Iron Horse Solar 4, LLC_PV1 | SUN | NEMA | 4.5 | 0.221
True North_TNE1 | SUN | NEMA | 4.8 | 0.175
Shaffer_SHF01 | SUN | NEMA | 5 | 0.158
Vuelta Solar_5405 | SUN | NEMA | 5.5 | 0.117
Pepperell Hydro Power Plant_G3 | WAT | NEMA | 0.6 | 0.043
Pepperell Hydro Power Plant_2121 | WAT | NEMA | 0.8 | 0.043
Pepperell Hydro Power Plant_8281 | WAT | NEMA | 0.8 | 0.043
Deer Island Treatment Plant_H101 | WAT | NEMA | 1 | 0.198
Deer Island Treatment Plant_H201 | WAT | NEMA | 1 | 0.198
Cosgrove Intake and Power Station_UNI1 | WAT | NEMA | 1.6 | 0.103
Cosgrove Intake and Power Station_UNI2 | WAT | NEMA | 1.6 | 0.103
Lawrence Hydroelectric Associates_GEN1 | WAT | NEMA | 7.4 | 0.453
Lawrence Hydroelectric Associates_GEN2 | WAT | NEMA | 7.4 | 0.453
Boott Hydropower_GEN1 | WAT | NEMA | 7.5 | 0.315
Boott Hydropower_GEN2 | WAT | NEMA | 7.5 | 0.315
Boott Hydropower_GEN3 | WAT | NEMA | 7.9 | 0.315
Princeton Wind Farm_1 | WND | NEMA | 0.3 | 0.148
Deer Island Treatment Plant_WT101 | WND | NEMA | 0.6 | 0.197
Deer Island Treatment Plant_WT102 | WND | NEMA | 0.6 | 0.197
Charlestown Wind Turbine_CWT1 | WND | NEMA | 1.5 | 0.147
Ipswich Wind Turbine_1 | WND | NEMA | 1.6 | 0.283
Mt Wachusett Community College_WTG1 | WND | NEMA | 1.7 | 0.169
Mt Wachusett Community College_WTG2 | WND | NEMA | 1.7 | 0.169
Hull Wind II_HW2 | WND | NEMA | 1.8 | 0.267
Ipswich Wind Independence_GEN 1 | WND | NEMA | 2 | 0.219
Lightolier Wind I Turbine_LIGHT | WND | NEMA | 2 | 0.082
Princeton Wind Farm_2 | WND | NEMA | 3 | 0.148
Equity Industrial Turbines_WT1 | WND | NEMA | 4 | 0.244
Franklin Industrial Complex_2 | WAT | NH | 0.2 | 0.372
Milton Hydro_1 | WAT | NH | 0.2 | 0.42
Stevens Mills Hydroelectric Project_1G | WAT | NH | 0.2 | 0.036
Lochmere Hydroelectric Plant_UNT1 | WAT | NH | 0.3 | 0.255
Lochmere Hydroelectric Plant_UNT2 | WAT | NH | 0.3 | 0.255
Lochmere Hydroelectric Plant_UNT3 | WAT | NH | 0.3 | 0.255
Lochmere Hydroelectric Plant_UNT4 | WAT | NH | 0.3 | 0.255
Milton Hydro_3 | WAT | NH | 0.3 | 0.42
Gorham_1 | WAT | NH | 0.4 | 0.435
Gorham_2 | WAT | NH | 0.4 | 0.435
Milton Hydro_2 | WAT | NH | 0.4 | 0.42
Berlin Gorham_XP4 | WAT | NH | 0.5 | 0.578
General Electric Great Falls Upper Hydro_500 | WAT | NH | 0.5 | 0.435
Mascoma Hydro_1 | WAT | NH | 0.5 | 0.221
Mascoma Hydro_2 | WAT | NH | 0.5 | 0.221
Mascoma Hydro_3 | WAT | NH | 0.5 | 0.221
Milton Hydro_4 | WAT | NH | 0.5 | 0.42
Berlin Gorham_XP1 | WAT | NH | 0.6 | 0.578
Berlin Gorham_XP2 | WAT | NH | 0.6 | 0.578
Berlin Gorham_XP3 | WAT | NH | 0.6 | 0.578
Hillsborough Hosiery_GEN1 | WAT | NH | 0.6 | 0.228
Hillsborough Hosiery_GEN2 | WAT | NH | 0.6 | 0.228
Lower Village Water Power Project_1 | WAT | NH | 0.6 | 0.221
Lower Village Water Power Project_2 | WAT | NH | 0.6 | 0.221
Berlin Gorham_SM3 | WAT | NH | 0.7 | 0.578
Berlin Gorham_XP5 | WAT | NH | 0.7 | 0.578
Gorham_3 | WAT | NH | 0.7 | 0.435
Gorham_4 | WAT | NH | 0.7 | 0.435
Newfound Hydroelectric_1 | WAT | NH | 0.7 | 0.397
Newfound Hydroelectric_2 | WAT | NH | 0.7 | 0.397
Rollinsford_GEN1 | WAT | NH | 0.7 | 0.392
Rollinsford_GEN2 | WAT | NH | 0.7 | 0.392
Berlin Gorham_SM1 | WAT | NH | 0.8 | 0.578
Berlin Gorham_SM2 | WAT | NH | 0.8 | 0.578
Berlin Gorham_SM4 | WAT | NH | 0.8 | 0.578
Berlin Gorham_SH2 | WAT | NH | 0.9 | 0.578
Berlin Gorham_SHL1 | WAT | NH | 0.9 | 0.578
EHC West Hopkinton_GEN1 | WAT | NH | 1 | 0.177
Berlin Gorham_GOR1 | WAT | NH | 1.2 | 0.578
Berlin Gorham_GOR2 | WAT | NH | 1.2 | 0.578
Berlin Gorham_GOR3 | WAT | NH | 1.2 | 0.578
Berlin Gorham_GOR4 | WAT | NH | 1.2 | 0.578
Gregg Falls_2 | WAT | NH | 1.3 | 0.218
Somersworth Lower Great Dam_GEN1 | WAT | NH | 1.3 | 0.231
Franklin Industrial Complex_1 | WAT | NH | 1.5 | 0.372
Mine Falls Generating Station_GEN1 | WAT | NH | 1.5 | 0.243
Mine Falls Generating Station_GEN2 | WAT | NH | 1.5 | 0.243
General Electric Great Falls Upper Hydro_1575 | WAT | NH | 1.6 | 0.435
Hooksett_1 | WAT | NH | 1.6 | 0.331
China Mill Hydro_GEN 1 | WAT | NH | 1.7 | 0.188
Berlin Gorham_SHL3 | WAT | NH | 1.8 | 0.578
Eastman Falls_1 | WAT | NH | 1.8 | 0.408
Stevens Mills Hydroelectric Project_3G | WAT | NH | 1.9 | 0.036
Gregg Falls_1 | WAT | NH | 2.2 | 0.218
Berlin Gorham_CAS1 | WAT | NH | 2.4 | 0.578
Berlin Gorham_CAS2 | WAT | NH | 2.4 | 0.578
Clement Dam Hydro LLC_49 | WAT | NH | 2.4 | 0.207
Garvins Falls_3 | WAT | NH | 2.4 | 0.283
Pembroke Hydro_1 | WAT | NH | 2.7 | 0.285
Ayers Island_1 | WAT | NH | 2.8 | 0.506
Ayers Island_2 | WAT | NH | 2.8 | 0.506
Ayers Island_3 | WAT | NH | 2.8 | 0.506
Errol Hydroelectric Project_1 | WAT | NH | 3 | 0.584
Berlin Gorham_CAS3 | WAT | NH | 3.1 | 0.578
Garvins Falls_4 | WAT | NH | 3.2 | 0.283
Jackman_1 | WAT | NH | 3.2 | 0.268
Garvins Falls_1 | WAT | NH | 3.4 | 0.283
Garvins Falls_2 | WAT | NH | 3.4 | 0.283
Penacook Upper Falls Hydro_1 | WAT | NH | 3.4 | 0.35
Pontook Hydro Facility_GEN1 | WAT | NH | 3.5 | 0.568
Pontook Hydro Facility_GEN2 | WAT | NH | 3.5 | 0.568
Pontook Hydro Facility_GEN3 | WAT | NH | 3.5 | 0.568
Berlin Gorham_RS1 | WAT | NH | 3.8 | 0.578
Berlin Gorham_RS3 | WAT | NH | 4.1 | 0.578
Rolfe Canal Hydro_1 | WAT | NH | 4.3 | 0.386
Eastman Falls_2 | WAT | NH | 4.6 | 0.408
Penacook Lower Falls_1 | WAT | NH | 4.6 | 0.36
Amoskeag_2 | WAT | NH | 5 | 0.497
Amoskeag_3 | WAT | NH | 5 | 0.497
Dodge Falls Associates_1UNI | WAT | NH | 5 | 0.599
Amoskeag_1 | WAT | NH | 6 | 0.497
Smith (NH)_1 | WAT | NH | 15 | 0.714
Comerford_GEN1 | WAT | NH | 22 | 0.26
Comerford_GEN2 | WAT | NH | 35.1 | 0.26
Comerford_GEN3 | WAT | NH | 35.1 | 0.26
Comerford_GEN4 | WAT | NH | 35.1 | 0.26
S C Moore_GEN1 | WAT | NH | 35.1 | 0.19
S C Moore_GEN2 | WAT | NH | 35.1 | 0.19
S C Moore_GEN3 | WAT | NH | 35.1 | 0.19
S C Moore_GEN4 | WAT | NH | 35.1 | 0.19
Jericho Power_WT 1 | WND | NH | 14.3 | 0.211
Lempster Wind LLC_1 | WND | NH | 24 | 0.328
Antrim Wind_AWND1 | WND | NH | 28.8 | 0.255
Groton Wind LLC_1 | WND | NH | 48 | 0.289
Granite Reliable Power_1 | WND | NH | 99 | 0.248
Brookside_PVBR | SUN | RI | 1 | 0.221
Johnston Solar_JSI01 | SUN | RI | 1 | 0.221
Little Bay_1 | SUN | RI | 1.3 | 0.158
West Greenwich Solar_WGRI | SUN | RI | 1.9 | 0.176
West Davisville Solar_PV1 | SUN | RI | 2 | 0.181
Forbes Street Solar_FSS1 | SUN | RI | 3 | 0.184
Blackstone/Tupperware_GEN1 | WAT | RI | 0.4 | 0.152
Blackstone/Tupperware_GEN2 | WAT | RI | 0.4 | 0.152
Blackstone/Tupperware_GEN3 | WAT | RI | 0.4 | 0.152
Blackstone/Tupperware_GEN4 | WAT | RI | 0.4 | 0.152
Thundermist Hydro_HYD1 | WAT | RI | 1.2 | 0.231
Portsmouth Wind Turbine_WTG-1 | WND | RI | 1.5 | 0.054
WED Coventry 1_WEDC1 | WND | RI | 1.5 | 0.054
WED Coventry 2_COV2 | WND | RI | 1.5 | 0.088
WED Coventry 2_COV2A | WND | RI | 1.5 | 0.088
WED Coventry 2_COV2B | WND | RI | 1.5 | 0.088
WED Coventry 3_WEDC3 | WND | RI | 1.5 | 0.081
WED Coventry 4_WEDC4 | WND | RI | 1.5 | 0.067
WED Coventry 5_COV5 | WND | RI | 1.5 | 0.067
WED Coventry 6_COV6 | WND | RI | 1.5 | 0.073
WED Coventry 6_COV6A | WND | RI | 1.5 | 0.073
WED Coventry 6_COV6B | WND | RI | 1.5 | 0.073
WED NK Green_NKG1 | WND | RI | 1.5 | 0.202
WED Portsmouth One, LLC_PORT1 | WND | RI | 1.5 | 0.139
NBC Field's Point Wind Farm_FPWTG | WND | RI | 4.5 | 0.172
Block Island Wind Farm_BIWF | WND | RI | 30 | 0.024
Cedarville_PV1 | SUN | SEMA | 0.5 | 0.216
Acushnet Hawes Reed Road_1 | SUN | SEMA | 1 | 0.201
Big George PV_12344 | SUN | SEMA | 1 | 0.12
Brewster Landfill_BRE1 | SUN | SEMA | 1 | 0.18
Bridgewater Solar_PV2 | SUN | SEMA | 1 | 0.187
Cedarville_PV2 | SUN | SEMA | 1 | 0.216
Cedarville_PV3 | SUN | SEMA | 1 | 0.216
Katama Farm_KAT1 | SUN | SEMA | 1 | 0.19
Nunnepog_NUN1 | SUN | SEMA | 1 | 0.183
Tisbury Landfill Solar_TIS1 | SUN | SEMA | 1.1 | 0.168
NRG Renew Canal 1 CSG LLC_CANAL | SUN | SEMA | 1.2 | 0.183
Westport MA 2_WPMA2 | SUN | SEMA | 1.2 | 0.046
Bridgewater Solar_PV1 | SUN | SEMA | 1.3 | 0.187
Dartmouth Landfill_57449 | SUN | SEMA | 1.3 | 0.166
Westport MA 1_WPMA1 | SUN | SEMA | 1.3 | 0.047
Chatham Landfill_CHA | SUN | SEMA | 1.5 | 0.19
Mashpee Landfill Solar_MASH | SUN | SEMA | 1.5 | 0.162
Sullivan Solar_1 | SUN | SEMA | 1.5 | 0.173
BWC Swan Pond River_SPRMA | SUN | SEMA | 1.6 | 0.228
Dartmouth Solar_DSMA | SUN | SEMA | 1.6 | 0.171
Fairhaven C_FCPV | SUN | SEMA | 1.6 | 0.174
Town of Uxbridge MA at Commerce Dr_PV1 | SUN | SEMA | 1.8 | 0.188
Acushnet-Braley Road 1_57449 | SUN | SEMA | 1.9 | 0.163
Easton Landfill_57449 | SUN | SEMA | 1.9 | 0.159
126 Grove Solar LLC_PV1 | SUN | SEMA | 2 | 0.138
Carver MA 1_CMA1 | SUN | SEMA | 2 | 0.059
Dartmouth II Solar_D2MA | SUN | SEMA | 2 | 0.209
Fairview Farms Solar_PV1 | SUN | SEMA | 2 | 0.143
Fall River Solar_PV1 | SUN | SEMA | 2 | 0.164
Rehoboth Solar_40 | SUN | SEMA | 2 | 0.195
Rockland Solar_GEN1 | SUN | SEMA | 2 | 0.18
Spring Street Solar 1 CSG_SPRIN | SUN | SEMA | 2 | 0.18
Stone Hill Solar_PV1 | SUN | SEMA | 2 | 0.192
Wareham MA 1_WMA1 | SUN | SEMA | 2 | 0.107
265 Pleasant Solar NG, LLC_PV2 | SUN | SEMA | 2.2 | 0.078
Padelford Solar_PSMA | SUN | SEMA | 2.2 | 0.196
Walpole Solar 2_WLPL1 | SUN | SEMA | 2.4 | 0.186
433 Purchase Solar NG, LLC_5402 | SUN | SEMA | 2.5 | 0.193
651 Chase Solar NG_PV1 | SUN | SEMA | 2.5 | 0.192
Scituate PV_SCT | SUN | SEMA | 2.5 | 0.183
Braley Road 2_PV1 | SUN | SEMA | 2.7 | 0.193
Bourne (MA) - Holliston I_1 | SUN | SEMA | 2.9 | 0.146
Kearsarge Bellingham PV_BELL | SUN | SEMA | 2.9 | 0.221
Bellingham PV_SO032 | SUN | SEMA | 3 | 0.173
Berkley East Solar LLC_1 | SUN | SEMA | 3 | 0.2
Franklin 1_KRS04 | SUN | SEMA | 3 | 0.187
Marshfield PV_SO032 | SUN | SEMA | 3 | 0.211
Acushnet- High Hill_57449 | SUN | SEMA | 3.2 | 0.161
Kearsarge Southwick LLC_SOU | SUN | SEMA | 3.3 | 0.221
Quittacas Pond Solar_QPMA | SUN | SEMA | 3.5 | 0.189
Bullock Road Solar 1_BULLO | SUN | SEMA | 3.9 | 0.173
Syncarpha Freetown_SYNFR | SUN | SEMA | 3.9 | 0.013
Barnstable Landfill_HAR1 | SUN | SEMA | 4 | 0.148
Franklin 2_KRS05 | SUN | SEMA | 4 | 0.183
Harwich Landfill_HAR1 | SUN | SEMA | 4 | 0.167
Redbrook Solar 1_REDBR | SUN | SEMA | 4 | 0.195
New Bedford (MA) Plymouth_1 | SUN | SEMA | 4.3 | 0.17
Federal Road Solar 1, LLC_FEDRD | SUN | SEMA | 4.4 | 0.167
Lepomis PV Energy LLC_INV-1 | SUN | SEMA | 4.5 | 0.185
Fisher Road Solar_SYFRS | SUN | SEMA | 4.6 | 0.213
Acushnet AD Makepeace_1 | SUN | SEMA | 4.7 | 0.148
Syncarpha Palmer, LLC_SYNPA | SUN | SEMA | 4.8 | 0.197
Bird Machine Solar Farm_BRDMA | SUN | SEMA | 4.9 | 0.173
Brook Street Solar 1_BROOK | SUN | SEMA | 5 | 0.187
Dennis Landfill_DEN1 | SUN | SEMA | 5 | 0.174
Freetown Solar_1 | SUN | SEMA | 5 | 0.181
Plymouth Site 1_57449 | SUN | SEMA | 5.6 | 0.155
Dartmouth_PV1 | SUN | SEMA | 6.3 | 0.172
Camelot Wind LLC_CMLTW | WND | SEMA | 1.5 | 0.235
MA Military Reservation Wind Project_1 | WND | SEMA | 1.5 | 0.223
MA Military Reservation Wind Project_2 | WND | SEMA | 1.5 | 0.223
MA Military Reservation Wind Project_3 | WND | SEMA | 1.5 | 0.223
Scituate Wind_SCIWT | WND | SEMA | 1.5 | 0.267
Cape Cod Air Force Station - 6 SWS_GE-3 | WND | SEMA | 1.7 | 0.302
Cape Cod Air Force Station - 6 SWS_GE-4 | WND | SEMA | 1.7 | 0.302
Notus Wind 1_1 | WND | SEMA | 1.7 | 0.335
Town of Falmouth WWTP_WIND1 | WND | SEMA | 1.7 | 0.066
Town of Falmouth WWTP_WIND2 | WND | SEMA | 1.7 | 0.066
Kingston Wind Independence_1 | WND | SEMA | 2 | 0.14
Fairhaven Wind_FHWTG | WND | SEMA | 3 | 0.199
Future Generation Wind_FGMA | WND | SEMA | 8 | 0.12
Nebraska Valley Solar Farm_NVSF | SUN | VT | 1 | 0.055
VEC Alburgh Array_PV1 | SUN | VT | 1 | 0.182
VEC Magee Hill Solar_PV1 | SUN | VT | 1.3 | 0.182
158th Fighter Wing Solar Farm_900 | SUN | VT | 1.5 | 0.126
Main Street Solar Project_MS258 | SUN | VT | 1.5 | 0.182
SunGen Sharon 1 LLC_1 | SUN | VT | 1.8 | 0.112
Barton Solar Farm_BARTN | SUN | VT | 1.9 | 0.176
GMP Solar - Richmond_PV1 | SUN | VT | 1.9 | 0.037
Apple Hill Solar_APPL | SUN | VT | 2 | 0.181
Charlotte Solar LLC VT_CS001 | SUN | VT | 2 | 0.18
Clarendon Solar Farm_VT001 | SUN | VT | 2 | 0.174
Open View Solar Farm_PV | SUN | VT | 2 | 0.178
St. Albans SPEED Project_PV1 | SUN | VT | 2 | 0.175
Stafford Hill Solar_PV1 | SUN | VT | 2 | 0.133
Sudbury Solar_SUD | SUN | VT | 2 | 0.12
SVEP Solar Project Company_SVEP1 | SUN | VT | 2 | 0.174
Technology Drive Solar_PV1 | SUN | VT | 2 | 0.182
Williamstown Solar_WTS_1 | SUN | VT | 2 | 0.162
Chester Power Partners_PVS1 | SUN | VT | 2.2 | 0.146
Chittenden County Solar Partners_1 | SUN | VT | 2.2 | 0.173
Claire Solar Farm_CSF1 | SUN | VT | 2.2 | 0.191
Coventry Photovoltaic, LLC_COVEN | SUN | VT | 2.2 | 0.163
Limerick Road Solar Farm_8027 | SUN | VT | 2.2 | 0.186
Next Generation Solar Farm_NGSF1 | SUN | VT | 2.2 | 0.178
Whitcomb Solar Farm_PS01 | SUN | VT | 2.2 | 0.194
Cold River Road Solar_PV1 | SUN | VT | 2.3 | 0
Sheldon Solar_I402 | SUN | VT | 2.3 | 0.136
Weybridge 1 Solar_WEY1 | SUN | VT | 3 | 0.194
GMP Solar - Williston_GMPSW | SUN | VT | 4.7 | 0.003
GMP Solar - Panton_GMPSP | SUN | VT | 4.9 | 0.001
Elizabeth Mines Solar 1_EMS1 | SUN | VT | 5 | 0.191
GMP Solar - Hartford_GMPSH | SUN | VT | 5 | 0.001
GMP Solar - Williamstown_GMPSN | SUN | VT | 5 | 0.003
Wrightsville Hydro Plant_1 | WAT | VT | 0.1 | 0.254
Ball Mountain Hydro_GEN 1 | WAT | VT | 0.2 | 0.039
Ball Mountain Hydro_GEN 2 | WAT | VT | 0.2 | 0.039
Ball Mountain Hydro_GEN 3 | WAT | VT | 0.2 | 0.039
Ball Mountain Hydro_GEN 5 | WAT | VT | 0.2 | 0.039
Ball Mountain Hydro_GEN 6 | WAT | VT | 0.2 | 0.039
Ball Mountain Hydro_GEN 7 | WAT | VT | 0.2 | 0.039
Ball Mountain Hydro_GEN 8 | WAT | VT | 0.2 | 0.039
Ball Mountain Hydro_GEN 9 | WAT | VT | 0.2 | 0.039
Ball Mountain Hydro_GEN10 | WAT | VT | 0.2 | 0.039
Ball Mountain Hydro_GEN11 | WAT | VT | 0.2 | 0.039
Ball Mountain Hydro_GEN12 | WAT | VT | 0.2 | 0.039
Ball Mountain Hydro_GEN4 | WAT | VT | 0.2 | 0.039
Sheldon Springs Hydroelectric_IG-3 | WAT | VT | 0.2 | 0.292
Boltonville Hydro Associates_2 | WAT | VT | 0.3 | 0.413
Boltonville Hydro Associates_3 | WAT | VT | 0.3 | 0.413
Great Falls (VT)_1 | WAT | VT | 0.3 | 0.138
Great Falls (VT)_2 | WAT | VT | 0.3 | 0.138
Wrightsville Hydro Plant_2 | WAT | VT | 0.3 | 0.254
Boltonville Hydro Associates_1 | WAT | VT | 0.5 | 0.413
Cavendish_3 | WAT | VT | 0.5 | 0.257
Deweys Mill_GEN2 | WAT | VT | 0.5 | 0.148
Smith (VT)_HC2 | WAT | VT | 0.5 | 0.252
Cavendish_1 | WAT | VT | 0.6 | 0.257
Cavendish_2 | WAT | VT | 0.6 | 0.257
Morrisville_1 | WAT | VT | 0.6 | 0.236
Newport_3 | WAT | VT | 0.6 | 0.408
Ottauquechee Hydro_2 | WAT | VT | 0.6 | 0.139
Wrightsville Hydro Plant_3 | WAT | VT | 0.6 | 0.254
Vergennes 9_1 | WAT | VT | 0.7 | 0.471
Vergennes 9_2 | WAT | VT | 0.7 | 0.471
West Charleston_1 | WAT | VT | 0.7 | 0.334
West Charleston_2 | WAT | VT | 0.7 | 0.334
Beldens_1 | WAT | VT | 0.8 | 0.237
Beldens_2 | WAT | VT | 0.8 | 0.237
Cadys Falls_1 | WAT | VT | 0.8 | 0.167
Cadys Falls_2 | WAT | VT | 0.8 | 0.167
Essex Junction 19_H9 | WAT | VT | 0.8 | 0.439
Gilman Mill_GEN3 | WAT | VT | 0.8 | 0.584
Gilman Mill_GEN4 | WAT | VT | 0.8 | 0.584
Huntington Falls_GEN1 | WAT | VT | 0.8 | 0.14
Huntington Falls_GEN2 | WAT | VT | 0.8 | 0.14
Lower Middlebury_1 | WAT | VT | 0.8 | 0.259
Lower Middlebury_2 | WAT | VT | 0.8 | 0.259
Lower Middlebury_3 | WAT | VT | 0.8 | 0.259
Proctor_2 | WAT | VT | 0.8 | 0.411
Proctor_3 | WAT | VT | 0.8 | 0.411
Proctor_4 | WAT | VT | 0.8 | 0.411
W K Sanders_1 | WAT | VT | 0.9 | 0.058
W K Sanders_2 | WAT | VT | 0.9 | 0.058
Gilman Mill_GEN2 | WAT | VT | 1 | 0.584
Glen_1 | WAT | VT | 1 | 0.253
Glen_2 | WAT | VT | 1 | 0.253
Highgate Falls_2 | WAT | VT | 1 | 0.425
Pittsford_3 | WAT | VT | 1 | 0.245
Sheldon Springs Hydroelectric_SG-3 | WAT | VT | 1 | 0.292
Smith (VT)_1 | WAT | VT | 1 | 0.252
Vergennes 9_4 | WAT | VT | 1 | 0.471
West Danville 15_1 | WAT | VT | 1 | 0.294
Canaan_1 | WAT | VT | 1.1 | 0.557
Highgate Falls_1 | WAT | VT | 1.1 | 0.425
Moretown Generating Station_1 | WAT | VT | 1.2 | 0.236
Morrisville_2 | WAT | VT | 1.2 | 0.236
Ottauquechee Hydro_1 | WAT | VT | 1.2 | 0.139
Great Falls (VT)_3 | WAT | VT | 1.3 | 0.138
Pittsford_1 | WAT | VT | 1.3 | 0.245
Pittsford_2 | WAT | VT | 1.3 | 0.245
Salisbury_1 | WAT | VT | 1.3 | 0.174
Fairfax Falls_1 | WAT | VT | 1.4 | 0.585
Middlesex 2_1 | WAT | VT | 1.6 | 0.248
Middlesex 2_2 | WAT | VT | 1.6 | 0.248
Proctor_1 | WAT | VT | 1.6 | 0.411
Newport_1 | WAT | VT | 1.7 | 0.408
Newport_2 | WAT | VT | 1.7 | 0.408
Essex Junction 19_H1 | WAT | VT | 1.8 | 0.439
Essex Junction 19_H2 | WAT | VT | 1.8 | 0.439
Essex Junction 19_H3 | WAT | VT | 1.8 | 0.439
Essex Junction 19_H4 | WAT | VT | 1.8 | 0.439
Sheldon Springs Hydroelectric_IG-1 | WAT | VT | 1.8 | 0.292
Sheldon Springs Hydroelectric_IG-2 | WAT | VT | 1.8 | 0.292
Vernon Dam_1 | WAT | VT | 2 | 0.458
Vernon Dam_2 | WAT | VT | 2 | 0.458
Vernon Dam_3 | WAT | VT | 2 | 0.458
Fairfax Falls_2 | WAT | VT | 2.1 | 0.585
East Barnet_1 | WAT | VT | 2.2 | 0.306
Gilman Mill_GEN1 | WAT | VT | 2.2 | 0.584
Silver Lake (VT)_1 | WAT | VT | 2.2 | 0.215
Chace Mill Winooski One_GEN1 | WAT | VT | 2.5 | 0.386
Chace Mill Winooski One_GEN2 | WAT | VT | 2.5 | 0.386
Chace Mill Winooski One_GEN3 | WAT | VT | 2.5 | 0.386
Deweys Mill_GEN1 | WAT | VT | 2.5 | 0.148
Vernon Dam_4 | WAT | VT | 2.5 | 0.458
Mcindoes_GEN1 | WAT | VT | 2.6 | 0.486
Mcindoes_GEN2 | WAT | VT | 2.6 | 0.486
Mcindoes_GEN3 | WAT | VT | 2.6 | 0.486
Mcindoes_GEN4 | WAT | VT | 2.6 | 0.486
Proctor_5 | WAT | VT | 2.9 | 0.411
Clark Falls_1 | WAT | VT | 3 | 0.507
Gorge 18_1 | WAT | VT | 3 | 0.545
Weybridge_1 | WAT | VT | 3 | 0.409
Highgate Falls_3 | WAT | VT | 3.2 | 0.425
Wilder_GEN3 | WAT | VT | 3.2 | 0.46
Milton_1 | WAT | VT | 3.7 | 0.537
Milton_2 | WAT | VT | 3.7 | 0.537
Beldens_HC3 | WAT | VT | 4.1 | 0.237
Huntington Falls_GEN3 | WAT | VT | 4.1 | 0.14
Searsburg_GEN1 | WAT | VT | 4.1 | 0.388
Vernon Dam_10 | WAT | VT | 4.2 | 0.458
Vernon Dam_9 | WAT | VT | 4.2 | 0.458
Bolton Falls_1 | WAT | VT | 4.4 | 0.235
Bolton Falls_2 | WAT | VT | 4.4 | 0.235
Vernon Dam_5 | WAT | VT | 4.5 | 0.458
Vernon Dam_6 | WAT | VT | 4.5 | 0.458
Vernon Dam_7 | WAT | VT | 4.5 | 0.458
Vernon Dam_8 | WAT | VT | 4.5 | 0.458
Marshfield 6_1 | WAT | VT | 5 | 0.168
Waterbury 22_1 | WAT | VT | 5.5 | 0.286
Highgate Falls_4 | WAT | VT | 5.8 | 0.425
Peterson_1 | WAT | VT | 6.3 | 0.442
Sheldon Springs Hydroelectric_SG-1 | WAT | VT | 10.2 | 0.292
Sheldon Springs Hydroelectric_SG-2 | WAT | VT | 10.2 | 0.292
Harriman_GEN1 | WAT | VT | 11.2 | 0.222
Harriman_GEN2 | WAT | VT | 11.2 | 0.222
Harriman_GEN3 | WAT | VT | 11.2 | 0.222
Bellows Falls_GEN1 | WAT | VT | 13.6 | 0.513
Bellows Falls_GEN2 | WAT | VT | 13.6 | 0.513
Bellows Falls_GEN3 | WAT | VT | 13.6 | 0.513
Wilder_GEN1 | WAT | VT | 16.2 | 0.46
Wilder_GEN2 | WAT | VT | 16.2 | 0.46
Searsburg Wind Turbine_1 | WND | VT | 6 | 0.239
Georgia Mountain Community Wind Farm_GMCW | WND | VT | 10 | 0.353
Deerfield Wind LLC_WT1 | WND | VT | 30 | 0.268
Sheffield Wind_1 | WND | VT | 40 | 0.232
Kingdom Community Wind_KCW | WND | VT | 65 | 0.292
Integrys MA Solar, LLC - Ashburnham Site_ASH10 | SUN | WCMA | 0.3 | 0.18
Belchertown_PV1 | SUN | WCMA | 1 | 0.12
BJ's Wholesale Club, Inc- Uxbridge_PV1 | SUN | WCMA | 1 | 0.12
NEDC Solar Site_1 | SUN | WCMA | 1 | 0.126
Stafford St Solar 3_STAF3 | SUN | WCMA | 1 | 0.18
Tihonet Solar_TSMA | SUN | WCMA | 1 | 0.205
WYM 1250 Palmer LLC_PALMR | SUN | WCMA | 1 | 0.184
BlueWave Capital - Grafton (SREC II)_1 | SUN | WCMA | 1.3 | 0.165
Browne Solar LLC_PV1 | SUN | WCMA | 1.4 | 0.142
Indian Hill Solar LLC_PV1 | SUN | WCMA | 1.4 | 0.14
West Brookfield Solar, LLC_WBRK | SUN | WCMA | 1.4 | 0.153
Agawam Solar_28 | SUN | WCMA | 1.5 | 0.166
Barre II Solar Project_BII | SUN | WCMA | 1.5 | 0.194
Grafton Solar_KRS03 | SUN | WCMA | 1.5 | 0.178
Route 57 Solar_27 | SUN | WCMA | 1.5 | 0.182
Theodore Drive Solar_2529 | SUN | WCMA | 1.5 | 0.205
Twiss Street Solar_PV1 | SUN | WCMA | 1.5 | 0.194
West Boylston Community Shared Solar_CS1 | SUN | WCMA | 1.5 | 0.137
Whately Solar_24 | SUN | WCMA | 1.5 | 0.162
Chicopee Granby Road Solar_PV1 | SUN | WCMA | 1.6 | 0.2
Hampshire College_PV1 | SUN | WCMA | 1.7 | 0.196
Hampshire College_PV2 | SUN | WCMA | 1.7 | 0.196
Ashby Duffy Solar Farm_DU183 | SUN | WCMA | 1.8 | 0.078
Berkshire 1_BER1 | SUN | WCMA | 1.8 | 0.159
Silver Lake Solar Photovoltaic Facility_1 | SUN | WCMA | 1.8 | 0.133
Easthampton Landfill-City of Easthampton_1 | SUN | WCMA | 1.9 | 0.184
Farley Road Solar_2419 | SUN | WCMA | 1.9 | 0.164
Hatfield Renewables_2599 | SUN | WCMA | 1.9 | 0.196
NFM Solar Power LLC_1 | SUN | WCMA | 1.9 | 0.124
Northbridge Solar_NSMA | SUN | WCMA | 1.9 | 0.214
Smith & Wesson at Springfield MA PV_PV1 | SUN | WCMA | 1.9 | 0.18
Southbridge Solar_SBRDG | SUN | WCMA | 1.9 | 0.165
Spring Hill Road_SHRD1 | SUN | WCMA | 1.9 | 0.193
Sutton Solar_54508 | SUN | WCMA | 1.9 | 0.01
Winchendon Solar_3 | SUN | WCMA | 1.9 | 0.169
201 Sturbridge B_STURB | SUN | WCMA | 2 | 0.162
Axio Green LLC_1 | SUN | WCMA | 2 | 0.163
Brookfield Solar 2013 LLC_NBKFD | SUN | WCMA | 2 | 0.198
CED Westfield Solar, LLC_WFMA | SUN | WCMA | 2 | 0.061
Chicopee River Solar_PV1 | SUN | WCMA | 2 | 0.192
Curtis Hill Solar_PV1 | SUN | WCMA | 2 | 0.019
Depot Hill Solar_PV1 | SUN | WCMA | 2 | 0.028
Douglas Solar_DOMA | SUN | WCMA | 2 | 0.199
Gardner Solar 1_GRDN1 | SUN | WCMA | 2 | 0.196
Leominster_SNLEO | SUN | WCMA | 2 | 0.182
Orange PV_SO023 | SUN | WCMA | 2 | 0.179
Rail Trail_PV1 | SUN | WCMA | 2 | 0.123
Stafford St Solar 1_STAF1 | SUN | WCMA | 2 | 0.18
Stafford St Solar 2_STAF2 | SUN | WCMA | 2 | 0.18
Town of East Bridgewater_1 | SUN | WCMA | 2 | 0.168
Upton Solar_2567 | SUN | WCMA | 2 | 0.107
Wilson Solar_WSMA | SUN | WCMA | 2 | 0.148
North Adams Landfill_SNNOA | SUN | WCMA | 2.2 | 0.206
West Bridgewater AB_WBAB | SUN | WCMA | 2.2 | 0.107
Westborough Solar LLC_PV1 | SUN | WCMA | 2.2 | 0.146
Williamsburg Solar LLC VNEM_PV1 | SUN | WCMA | 2.2 | 0.133
Indian Orchard PV Facility_1 | SUN | WCMA | 2.3 | 0.142
CES Sterling LLC_1 | SUN | WCMA | 2.4 | 0.162
Northampton Landfill Solar PV_62380 | SUN | WCMA | 2.4 | 0.183
AIS Solar Project_SO212 | SUN | WCMA | 2.5 | 0.001
KS Solar Six LLC_HUBB | SUN | WCMA | 2.5 | 0.149
Palmer Solar LLC_11111 | SUN | WCMA | 2.5 | 0.148
Peterson Road Solar_2076 | SUN | WCMA | 2.5 | 0.148
Rising Paper_1 | SUN | WCMA | 2.5 | 0.125
Shrewsbury Solar_SSMA | SUN | WCMA | 2.5 | 0.202
Integrys MA Solar, LLC - Ashburnham Site_ASH-R | SUN | WCMA | 2.6 | 0.18
Ludlow Landfill_57449 | SUN | WCMA | 2.6 | 0.143
RGS-Rutland VNM SREC II Project (MA)_1 | SUN | WCMA | 2.6 | 0.129
Grafton PV_MSBW1 | SUN | WCMA | 2.7 | 0.196
Holyoke Solar Cooperative at Mueller_PV1 | SUN | WCMA | 2.7 | 0.177
Hardwick-Athol & Eagle Hill_HAEH | SUN | WCMA | 2.8 | 0.158
Oxford_OXFRD | SUN | WCMA | 2.8 | 0.192
205 Sturbridge A_STURA | SUN | WCMA | 3 | 0.202
Adams Farm Solar_ADAMS | SUN | WCMA | 3 | 0.16
Brockelman_BROCK | SUN | WCMA | 3 | 0.202
Chicopee Solar_36 | SUN | WCMA | 3 | 0.201
Hadley Solar, LLC_PV1 | SUN | WCMA | 3 | 0.129
Hunt Farm Solar_HUNTF | SUN | WCMA | 3 | 0.156
Millbury Solar_1 | SUN | WCMA | 3 | 0.183
Monson Solar_2 | SUN | WCMA | 3 | 0.159
North Brookfield_PV1 | SUN | WCMA | 3 | 0.167
Southbridge PV_SO022 | SUN | WCMA | 3 | 0.162
Templeton_TEMPL | SUN | WCMA | 3 | 0.209
Cottage Street Solar Facility_PV-3 | SUN | WCMA | 3.2 | 0.18
Hampden_1 | SUN | WCMA | 3.2 | 0.212
Leominster (MA)-South Street-R&D_1 | SUN | WCMA | 3.5 | 0.025
Belchertown Renewables_2675 | SUN | WCMA | 4 | 0.173
Mass Midstate Solar 3_1 | SUN | WCMA | 4 | 0.182
Palmer Landfill_SYNPL | SUN | WCMA | 4 | 0.183
Charlton Solar I_37021 | SUN | WCMA | 4.4 | 0.155
BlueWave Capital-Mattapoisett (SREC II)_1 | SUN | WCMA | 4.5 | 0.173
EDF Lancaster_INV-1 | SUN | WCMA | 4.5 | 0.176
Mt. Tom Solar Project_PV1 | SUN | WCMA | 4.5 | 0.17
Golden Hills Solar_2196 | SUN | WCMA | 4.7 | 0.213
Chester Solar Farm_CHSTR | SUN | WCMA | 4.8 | 0.178
Bolton PV_BLT | SUN | WCMA | 4.9 | 0.187
Mass Midstate Solar 1_1 | SUN | WCMA | 5 | 0.174
Mass Midstate Solar 2_1 | SUN | WCMA | 5 | 0.168
Upper Blackstone (MA) Treasure Valley_1 | SUN | WCMA | 5 | 0.177
Old Wardour Solar_5406 | SUN | WCMA | 5.5 | 0.149
Deerfield Solar_PV1 | SUN | WCMA | 6 | 0.174
Leicester One MA Solar LLC_1 | SUN | WCMA | 6 | 0.129
Worcester Landfill_WL | SUN | WCMA | 6.4 | 0.117
Barrett PV_MSBW2 | SUN | WCMA | 11.9 | 0.187
SJA Solar LLC-Solterra Monastery_SJAPV | SUN | WCMA | 20.1 | 0.003
Harris Energy Realty_ALBA | WAT | WCMA | 0.3 | 0.148
Harris Energy Realty_C-AB | WAT | WCMA | 0.3 | 0.148
Harris Energy Realty_C-C | WAT | WCMA | 0.3 | 0.148
Cabot Holyoke_3 | WAT | WCMA | 0.4 | 0.216
Dwight_DW2 | WAT | WCMA | 0.4 | 0.148
Dwight_DW3 | WAT | WCMA | 0.4 | 0.148
Dwight_DW4 | WAT | WCMA | 0.4 | 0.148
Gardners Falls_GF2 | WAT | WCMA | 0.4 | 0.148
Harris Energy Realty_GILD | WAT | WCMA | 0.4 | 0.148
Turners Falls_2 | WAT | WCMA | 0.4 | 0.443
Harris Energy Realty_ALBD | WAT | WCMA | 0.5 | 0.148
Harris Energy Realty_NONO | WAT | WCMA | 0.5 | 0.148
Harris Energy Realty_GILA | WAT | WCMA | 0.5 | 0.148
Harris Energy Realty_TOM | WAT | WCMA | 0.5 | 0.148
Cabot Holyoke_4 | WAT | WCMA | 0.6 | 0.216
Collins Facility_1 | WAT | WCMA | 0.6 | 0.31
Collins Facility_2 | WAT | WCMA | 0.6 | 0.31
Riverside Holyoke_5 | WAT | WCMA | 0.6 | 0.478
Boatlock_1 | WAT | WCMA | 0.7 | 0.412
Cabot Holyoke_1 | WAT | WCMA | 0.8 | 0.216
Cabot Holyoke_2 | WAT | WCMA | 0.8 | 0.216
Riverside Holyoke_4 | WAT | WCMA | 0.8 | 0.478
Gardners Falls_GF3 | WAT | WCMA | 0.9 | 0.148
Gardners Falls_GF4 | WAT | WCMA | 0.9 | 0.148
Riverside Holyoke_6 | WAT | WCMA | 1.1 | 0.478
Boatlock_2 | WAT | WCMA | 1.2 | 0.412
Boatlock_3 | WAT | WCMA | 1.2 | 0.412
Chicopee Hydroelectric Station_1 | WAT | WCMA | 1.2 | 0.278
Chicopee Hydroelectric Station_2 | WAT | WCMA | 1.2 | 0.278
Winsor Dam Power Station_WINS | WAT | WCMA | 1.2 | 0.443
Gardners Falls_GF5 | WAT | WCMA | 1.3 | 0.148
Turners Falls_3 | WAT | WCMA | 1.3 | 0.443
Turners Falls_5 | WAT | WCMA | 1.3 | 0.443
Turners Falls_7 | WAT | WCMA | 1.3 | 0.443
Turners Falls_1 | WAT | WCMA | 1.4 | 0.443
Indian Orchard_IO3 | WAT | WCMA | 1.5 | 0.111
Riverside Holyoke_7 | WAT | WCMA | 1.5 | 0.478
Deerfield 2_GEN1 | WAT | WCMA | 1.6 | 0.534
Deerfield 2_GEN2 | WAT | WCMA | 1.6 | 0.534
Deerfield 2_GEN3 | WAT | WCMA | 1.6 | 0.534
Deerfield 3_GEN1 | WAT | WCMA | 1.6 | 0.474
Deerfield 3_GEN2 | WAT | WCMA | 1.6 | 0.474
Deerfield 3_GEN3 | WAT | WCMA | 1.6 | 0.474
Deerfield 4_GEN1 | WAT | WCMA | 1.6 | 0.368
Deerfield 4_GEN2 | WAT | WCMA | 1.6 | 0.368
Deerfield 4_GEN3 | WAT | WCMA | 1.6 | 0.368
Putts Bridge_PB2 | WAT | WCMA | 1.6 | 0.287
Putts Bridge_PB3 | WAT | WCMA | 1.6 | 0.287
International Paper Woronoco Mill_GEN2 | WAT | WCMA | 1.8 | 0.111
Redbridge_RB3 | WAT | WCMA | 1.8 | 0.212
Redbridge_RB4 | WAT | WCMA | 1.8 | 0.212
Indian Orchard_IO4 | WAT | WCMA | 2.2 | 0.111
Hadley Falls_3 | WAT | WCMA | 3.5 | 0.193
Oakdale Power Station_OAKD | WAT | WCMA | 3.5 | 0.387
Riverside Holyoke_8 | WAT | WCMA | 4 | 0.478
Cobble Mountain_2 | WAT | WCMA | 7 | 0.04
Sherman_GEN1 | WAT | WCMA | 7.2 | 0.347
Cabot_1 | WAT | WCMA | 10.3 | 0.454
Cabot_2 | WAT | WCMA | 10.3 | 0.454
Cabot_3 | WAT | WCMA | 10.3 | 0.454
Cabot_4 | WAT | WCMA | 10.3 | 0.454
Cabot_5 | WAT | WCMA | 10.3 | 0.454
Cabot_6 | WAT | WCMA | 10.3 | 0.454
Fife Brook_GEN1 | WAT | WCMA | 11.2 | 0.223
Cobble Mountain_1 | WAT | WCMA | 13 | 0.04
Cobble Mountain_3 | WAT | WCMA | 13 | 0.04
Hadley Falls_2 | WAT | WCMA | 15.8 | 0.259
Deerfield 5_GEN1 | WAT | WCMA | 17.5 | 0.244
Hadley Falls_1 | WAT | WCMA | 17.6 | 0.259
Northfield Mountain_1 | WAT | WCMA | 235 | 0.328
Northfield Mountain_2 | WAT | WCMA | 235 | 0.328
Northfield Mountain_3 | WAT | WCMA | 235 | 0.328
Northfield Mountain_4 | WAT | WCMA | 235 | 0.328
Bear Swamp_GEN1 | WAT | WCMA | 300 | 0.328
Bear Swamp_GEN2 | WAT | WCMA | 300 | 0.328
Dept of Corrections NCCI Wind_WND-1 | WND | WCMA | 1.7 | 0.074
Dept of Corrections NCCI Wind_WND-2 | WND | WCMA | 1.7 | 0.074
Berkshire Wind Power Project_BWP | WND | WCMA | 15 | 0.358
New England Wind LLC_1 | WND | WCMA | 28.5 | 0.339